## simulation
field | unit | value | Description
start time | timestamp | 2022-01-01 01:00 | Start date and time of the simulation
duration | int | 50 | Duration of the simulation as a # of Timestamps
hazard start time | timestamp | 2022-01-01 03:00 | Start date and time of the event
hazard duration | int | 5 | Duration of the event as a # of Timestamps

## network
name | f_hz | sn_mva
net | 50

## nodes
name | vn_kv | min_vm_pu | max_vm_pu | in_service | index | zone | type | longitude | latitude | fragility_curve | return_period | normalTTR | repair_priority | i_montecarlo
EHV Bus 1865 | 220 | 0.9 | 1.1 | True |  |  |  | 9.8216 | 52.4249
EHV Bus 1866 | 220 | 0.9 | 1.1 | True |  |  |  | 9.8216 | 52.4249
EHV Bus 3092 | 220 | 0.9 | 1.1 | True |  |  |  | 9.8216 | 52.4249
EHV Bus 3093 | 220 | 0.9 | 1.1 | True |  |  |  | 9.8216 | 52.4249
EHV Bus 3094 | 220 | 0.9 | 1.1 | True |  |  |  | 9.8216 | 52.4249
HV2 Bus 1 | 110 | 0.9 | 1.1 | True |  |  |  | 9.4934 | 52.5985
HV2 Bus 2 | 110 | 0.9 | 1.1 | True |  |  |  | 9.4934 | 52.5985
HV2 Bus 3 | 110 | 0.9 | 1.1 | True |  |  |  | 9.4934 | 52.5985
HV2 Bus 4 | 110 | 0.9 | 1.1 | True |  |  |  | 9.4934 | 52.5985
HV2 Bus 5 | 110 | 0.9 | 1.1 | True |  |  |  | 9.4934 | 52.5985
HV2 Bus 6 | 110 | 0.9 | 1.1 | True |  |  |  | 9.4934 | 52.5985
HV2 Bus 7 | 110 | 0.9 | 1.1 | True |  |  |  | 9.7215 | 52.4487
HV2 Bus 8 | 110 | 0.9 | 1.1 | True |  |  |  | 9.7215 | 52.4487
HV2 Bus 9 | 110 | 0.9 | 1.1 | True |  |  |  | 9.7215 | 52.4487
HV2 Bus 10 | 110 | 0.9 | 1.1 | True |  |  |  | 9.7215 | 52.4487
HV2 Bus 11 | 110 | 0.9 | 1.1 | True |  |  |  | 9.7215 | 52.4487
HV2 Bus 12 | 110 | 0.9 | 1.1 | True |  |  |  | 9.7215 | 52.4487
HV2 Bus 13 | 110 | 0.9 | 1.1 | True |  |  |  | 9.7215 | 52.4487
HV2 Bus 14 | 110 | 0.9 | 1.1 | True |  |  |  | 9.7215 | 52.4487
HV2 Bus 15 | 110 | 0.9 | 1.1 | True |  |  |  | 9.7215 | 52.4487
HV2 Bus 16 | 110 | 0.9 | 1.1 | True |  |  |  | 9.7215 | 52.4487
HV2 Bus 17 | 110 | 0.9 | 1.1 | True |  |  |  | 9.7215 | 52.4487
HV2 Bus 18 | 110 | 0.9 | 1.1 | True |  |  |  | 9.7215 | 52.4487
HV2 Bus 19 | 110 | 0.9 | 1.1 | True |  |  |  | 9.7215 | 52.4487
HV2 Bus 20 | 110 | 0.9 | 1.1 | True |  |  |  | 9.7215 | 52.4487
HV2 Bus 21 | 110 | 0.9 | 1.1 | True |  |  |  | 9.7215 | 52.4487
HV2 Bus 22 | 110 | 0.9 | 1.1 | True |  |  |  | 9.7215 | 52.4487
HV2 Bus 23 | 110 | 0.9 | 1.1 | True |  |  |  | 9.7278 | 52.3872
HV2 Bus 24 | 110 | 0.9 | 1.1 | True |  |  |  | 9.7278 | 52.3872
HV2 Bus 25 | 110 | 0.9 | 1.1 | True |  |  |  | 9.7278 | 52.3872
HV2 Bus 26 | 110 | 0.9 | 1.1 | True |  |  |  | 9.7278 | 52.3872
HV2 Bus 27 | 110 | 0.9 | 1.1 | True |  |  |  | 9.6294 | 52.2877
HV2 Bus 28 | 110 | 0.9 | 1.1 | True |  |  |  | 9.6294 | 52.2877
HV2 Bus 29 | 110 | 0.9 | 1.1 | True |  |  |  | 9.6294 | 52.2877
HV2 Bus 30 | 110 | 0.9 | 1.1 | True |  |  |  | 9.6294 | 52.2877
HV2 Bus 31 | 110 | 0.9 | 1.1 | True |  |  |  | 9.6294 | 52.2877
HV2 Bus 32 | 110 | 0.9 | 1.1 | True |  |  |  | 9.6294 | 52.2877
HV2 Bus 33 | 110 | 0.9 | 1.1 | True |  |  |  | 9.7531 | 52.399
HV2 Bus 34 | 110 | 0.9 | 1.1 | True |  |  |  | 9.7531 | 52.399
HV2 Bus 35 | 110 | 0.9 | 1.1 | True |  |  |  | 9.7531 | 52.399
HV2 Bus 36 | 110 | 0.9 | 1.1 | True |  |  |  | 9.7531 | 52.399
HV2 Bus 37 | 110 | 0.9 | 1.1 | True |  |  |  | 9.7531 | 52.399
HV2 Bus 38 | 110 | 0.9 | 1.1 | True |  |  |  | 9.7971 | 52.3936
HV2 Bus 39 | 110 | 0.9 | 1.1 | True |  |  |  | 9.7971 | 52.3936
HV2 Bus 40 | 110 | 0.9 | 1.1 | True |  |  |  | 9.7971 | 52.3936
HV2 Bus 41 | 110 | 0.9 | 1.1 | True |  |  |  | 9.7971 | 52.3936
HV2 Bus 42 | 110 | 0.9 | 1.1 | True |  |  |  | 9.7971 | 52.3936
HV2 Bus 43 | 110 | 0.9 | 1.1 | True |  |  |  | 9.1127 | 52.5444
HV2 Bus 44 | 110 | 0.9 | 1.1 | True |  |  |  | 9.1127 | 52.5444
HV2 Bus 45 | 110 | 0.9 | 1.1 | True |  |  |  | 9.1127 | 52.5444
HV2 Bus 46 | 110 | 0.9 | 1.1 | True |  |  |  | 9.716 | 52.3726
HV2 Bus 47 | 110 | 0.9 | 1.1 | True |  |  |  | 9.716 | 52.3726
HV2 Bus 48 | 110 | 0.9 | 1.1 | True |  |  |  | 9.716 | 52.3726
HV2 Bus 49 | 110 | 0.9 | 1.1 | True |  |  |  | 9.8875 | 52.4945
HV2 Bus 50 | 110 | 0.9 | 1.1 | True |  |  |  | 9.8875 | 52.4945
HV2 Bus 51 | 110 | 0.9 | 1.1 | True |  |  |  | 9.8875 | 52.4945
HV2 Bus 52 | 110 | 0.9 | 1.1 | True |  |  |  | 9.8875 | 52.4945
HV2 Bus 53 | 110 | 0.9 | 1.1 | True |  |  |  | 9.8116 | 52.4302
HV2 Bus 54 | 110 | 0.9 | 1.1 | True |  |  |  | 9.8116 | 52.4302
HV2 Bus 55 | 110 | 0.9 | 1.1 | True |  |  |  | 9.8116 | 52.4302
HV2 Bus 56 | 110 | 0.9 | 1.1 | True |  |  |  | 9.8116 | 52.4302
HV2 Bus 57 | 110 | 0.9 | 1.1 | True |  |  |  | 9.8116 | 52.4302
HV2 Bus 58 | 110 | 0.9 | 1.1 | True |  |  |  | 9.8116 | 52.4302
HV2 Bus 59 | 110 | 0.9 | 1.1 | True |  |  |  | 9.7924 | 52.4318
HV2 Bus 60 | 110 | 0.9 | 1.1 | True |  |  |  | 9.7924 | 52.4318
HV2 Bus 61 | 110 | 0.9 | 1.1 | True |  |  |  | 9.6828 | 52.2231
HV2 Bus 62 | 110 | 0.9 | 1.1 | True |  |  |  | 9.6828 | 52.2231
HV2 Bus 63 | 110 | 0.9 | 1.1 | True |  |  |  | 9.6828 | 52.2231
HV2 Bus 64 | 110 | 0.9 | 1.1 | True |  |  |  | 9.6828 | 52.2231
HV2 Bus 65 | 110 | 0.9 | 1.1 | True |  |  |  | 9.7461 | 52.4279
HV2 Bus 66 | 110 | 0.9 | 1.1 | True |  |  |  | 9.7461 | 52.4279
HV2 Bus 67 | 110 | 0.9 | 1.1 | True |  |  |  | 9.7461 | 52.4279
HV2 Bus 68 | 110 | 0.9 | 1.1 | True |  |  |  | 9.7461 | 52.4279
HV2 Bus 69 | 110 | 0.9 | 1.1 | True |  |  |  | 9.7461 | 52.4279
HV2 Bus 70 | 110 | 0.9 | 1.1 | True |  |  |  | 9.7461 | 52.4279
HV2 Bus 71 | 110 | 0.9 | 1.1 | True |  |  |  | 9.483 | 52.4156
HV2 Bus 72 | 110 | 0.9 | 1.1 | True |  |  |  | 9.483 | 52.4156
HV2 Bus 73 | 110 | 0.9 | 1.1 | True |  |  |  | 9.483 | 52.4156
HV2 Bus 74 | 110 | 0.9 | 1.1 | True |  |  |  | 9.483 | 52.4156
HV2 Bus 75 | 110 | 0.9 | 1.1 | True |  |  |  | 10.1104 | 52.4735
HV2 Bus 76 | 110 | 0.9 | 1.1 | True |  |  |  | 10.1104 | 52.4735
HV2 Bus 77 | 110 | 0.9 | 1.1 | True |  |  |  | 10.1104 | 52.4735
HV2 Bus 78 | 110 | 0.9 | 1.1 | True |  |  |  | 9.4607 | 52.4341
HV2 Bus 79 | 110 | 0.9 | 1.1 | True |  |  |  | 9.4607 | 52.4341
HV2 Bus 80 | 110 | 0.9 | 1.1 | True |  |  |  | 9.4607 | 52.4341
HV2 Bus 81 | 110 | 0.9 | 1.1 | True |  |  |  | 9.4607 | 52.4341
HV2 Bus 82 | 110 | 0.9 | 1.1 | True |  |  |  | 9.4607 | 52.4341
HV2 Bus 83 | 110 | 0.9 | 1.1 | True |  |  |  | 9.5856 | 52.4253
HV2 Bus 84 | 110 | 0.9 | 1.1 | True |  |  |  | 9.5856 | 52.4253
HV2 Bus 85 | 110 | 0.9 | 1.1 | True |  |  |  | 9.5856 | 52.4253
HV2 Bus 86 | 110 | 0.9 | 1.1 | True |  |  |  | 9.4934 | 52.5985
HV2 Bus 87 | 110 | 0.9 | 1.1 | True |  |  |  | 9.4934 | 52.5985
HV2 Bus 88 | 110 | 0.9 | 1.1 | True |  |  |  | 9.4934 | 52.5985
HV2 Bus 89 | 110 | 0.9 | 1.1 | True |  |  |  | 9.4934 | 52.5985
HV2 Bus 90 | 110 | 0.9 | 1.1 | True |  |  |  | 10.1302 | 52.6464
HV2 Bus 91 | 110 | 0.9 | 1.1 | True |  |  |  | 10.1302 | 52.6464
HV2 Bus 92 | 110 | 0.9 | 1.1 | True |  |  |  | 10.1302 | 52.6464
HV2 Bus 93 | 110 | 0.9 | 1.1 | True |  |  |  | 9.9408 | 52.0313
HV2 Bus 94 | 110 | 0.9 | 1.1 | True |  |  |  | 9.9408 | 52.0313
HV2 Bus 95 | 110 | 0.9 | 1.1 | True |  |  |  | 9.9408 | 52.0313
HV2 Bus 96 | 110 | 0.9 | 1.1 | True |  |  |  | 9.5966 | 52.2832
HV2 Bus 97 | 110 | 0.9 | 1.1 | True |  |  |  | 9.5966 | 52.2832
HV2 Bus 98 | 110 | 0.9 | 1.1 | True |  |  |  | 9.4917 | 52.317
HV2 Bus 99 | 110 | 0.9 | 1.1 | True |  |  |  | 9.4917 | 52.317
HV2 Bus 100 | 110 | 0.9 | 1.1 | True |  |  |  | 9.4917 | 52.317
HV2 Bus 101 | 110 | 0.9 | 1.1 | True |  |  |  | 9.4917 | 52.317
HV2 Bus 102 | 110 | 0.9 | 1.1 | True |  |  |  | 10.0891 | 52.3133
HV2 Bus 103 | 110 | 0.9 | 1.1 | True |  |  |  | 10.0891 | 52.3133
HV2 Bus 104 | 110 | 0.9 | 1.1 | True |  |  |  | 10.0891 | 52.3133
HV2 Bus 105 | 110 | 0.9 | 1.1 | True |  |  |  | 9.5862 | 52.3893
HV2 Bus 106 | 110 | 0.9 | 1.1 | True |  |  |  | 9.5862 | 52.3893
HV2 Bus 107 | 110 | 0.9 | 1.1 | True |  |  |  | 9.5862 | 52.3893
HV2 Bus 108 | 110 | 0.9 | 1.1 | True |  |  |  | 9.9182 | 52.38
HV2 Bus 109 | 110 | 0.9 | 1.1 | True |  |  |  | 9.9182 | 52.38
HV2 Bus 110 | 110 | 0.9 | 1.1 | True |  |  |  | 9.9182 | 52.38
HV2 Bus 111 | 110 | 0.9 | 1.1 | True |  |  |  | 9.9182 | 52.38
HV2 Bus 112 | 110 | 0.9 | 1.1 | True |  |  |  | 9.9182 | 52.38
HV2 Bus 113 | 110 | 0.9 | 1.1 | True |  |  |  | 9.9182 | 52.38
HV2 Bus 114 | 110 | 0.9 | 1.1 | True |  |  |  | 9.9182 | 52.38
HV2 Bus 115 | 110 | 0.9 | 1.1 | True |  |  |  | 9.9182 | 52.38
HV2 Bus 116 | 110 | 0.9 | 1.1 | True |  |  |  | 9.9182 | 52.38
HV2 Bus 117 | 110 | 0.9 | 1.1 | True |  |  |  | 9.9182 | 52.38
HV2 Bus 118 | 110 | 0.9 | 1.1 | True |  |  |  | 9.9182 | 52.38
HV2 Bus 119 | 110 | 0.9 | 1.1 | True |  |  |  | 9.717 | 52.3074
HV2 Bus 120 | 110 | 0.9 | 1.1 | True |  |  |  | 9.717 | 52.3074
HV2 Bus 121 | 110 | 0.9 | 1.1 | True |  |  |  | 9.717 | 52.3074
HV2 Bus 122 | 110 | 0.9 | 1.1 | True |  |  |  | 9.7215 | 52.4487
HV2 Bus 123 | 110 | 0.9 | 1.1 | True |  |  |  | 9.7215 | 52.4487
HV2 Bus 124 | 110 | 0.9 | 1.1 | True |  |  |  | 9.7215 | 52.4487
HV2 Bus 125 | 110 | 0.9 | 1.1 | True |  |  |  | 9.6997 | 52.3521
HV2 Bus 126 | 110 | 0.9 | 1.1 | True |  |  |  | 9.6997 | 52.3521
HV2 Bus 127 | 110 | 0.9 | 1.1 | True |  |  |  | 9.6997 | 52.3521
HV2 Bus 128 | 110 | 0.9 | 1.1 | True |  |  |  | 9.6997 | 52.3521
HV2 Bus 129 | 110 | 0.9 | 1.1 | True |  |  |  | 9.6997 | 52.3521
HV2 Bus 130 | 110 | 0.9 | 1.1 | True |  |  |  | 9.8635 | 52.3769
HV2 Bus 131 | 110 | 0.9 | 1.1 | True |  |  |  | 9.8635 | 52.3769
HV2 Bus 132 | 110 | 0.9 | 1.1 | True |  |  |  | 9.8635 | 52.3769
HV2 Bus 133 | 110 | 0.9 | 1.1 | True |  |  |  | 9.6593 | 52.3361
HV2 Bus 134 | 110 | 0.9 | 1.1 | True |  |  |  | 9.6593 | 52.3361
HV2 Bus 135 | 110 | 0.9 | 1.1 | True |  |  |  | 9.6593 | 52.3361
HV2 Bus 136 | 110 | 0.9 | 1.1 | True |  |  |  | 9.6593 | 52.3361
HV2 Bus 137 | 110 | 0.9 | 1.1 | True |  |  |  | 9.6851 | 52.4194
HV2 Bus 138 | 110 | 0.9 | 1.1 | True |  |  |  | 9.6851 | 52.4194
HV2 Bus 139 | 110 | 0.9 | 1.1 | True |  |  |  | 9.6851 | 52.4194
HV2 Bus 140 | 110 | 0.9 | 1.1 | True |  |  |  | 9.6851 | 52.4194
HV2 Bus 141 | 110 | 0.9 | 1.1 | True |  |  |  | 9.6503 | 52.4212
HV2 Bus 142 | 110 | 0.9 | 1.1 | True |  |  |  | 9.6503 | 52.4212
HV2 Bus 143 | 110 | 0.9 | 1.1 | True |  |  |  | 9.6503 | 52.4212
HV2 Bus 144 | 110 | 0.9 | 1.1 | True |  |  |  | 9.6503 | 52.4212
HV2 Bus 145 | 110 | 0.9 | 1.1 | True |  |  |  | 9.6503 | 52.4212
HV2 Bus 146 | 110 | 0.9 | 1.1 | True |  |  |  | 9.6503 | 52.4212
HV2 Bus 147 | 110 | 0.9 | 1.1 | True |  |  |  | 9.6503 | 52.4212
HV2 Bus 148 | 110 | 0.9 | 1.1 | True |  |  |  | 9.6503 | 52.4212
HV2 Bus 149 | 110 | 0.9 | 1.1 | True |  |  |  | 9.6893 | 52.3626
HV2 Bus 150 | 110 | 0.9 | 1.1 | True |  |  |  | 9.6893 | 52.3626
HV2 Bus 151 | 110 | 0.9 | 1.1 | True |  |  |  | 9.6893 | 52.3626
HV2 Bus 152 | 110 | 0.9 | 1.1 | True |  |  |  | 9.8862 | 52.3552
HV2 Bus 153 | 110 | 0.9 | 1.1 | True |  |  |  | 9.8862 | 52.3552
HV2 Bus 154 | 110 | 0.9 | 1.1 | True |  |  |  | 9.8862 | 52.3552
HV2 Bus 155 | 110 | 0.9 | 1.1 | True |  |  |  | 9.7062 | 52.432
HV2 Bus 156 | 110 | 0.9 | 1.1 | True |  |  |  | 9.7062 | 52.432
HV2 Bus 157 | 110 | 0.9 | 1.1 | True |  |  |  | 9.7062 | 52.432
HV2 Bus 158 | 110 | 0.9 | 1.1 | True |  |  |  | 9.7062 | 52.432
HV2 Bus 159 | 110 | 0.9 | 1.1 | True |  |  |  | 9.7062 | 52.432
HV2 Bus 160 | 110 | 0.9 | 1.1 | True |  |  |  | 9.7062 | 52.432
HV2 Bus 161 | 110 | 0.9 | 1.1 | True |  |  |  | 9.6492 | 52.4263
HV2 Bus 162 | 110 | 0.9 | 1.1 | True |  |  |  | 9.6492 | 52.4263
HV2 Bus 163 | 110 | 0.9 | 1.1 | True |  |  |  | 9.7278 | 52.3872
HV2 Bus 164 | 110 | 0.9 | 1.1 | True |  |  |  | 9.7278 | 52.3872
HV2 Bus 165 | 110 | 0.9 | 1.1 | True |  |  |  | 9.7805 | 52.3303
HV2 Bus 166 | 110 | 0.9 | 1.1 | True |  |  |  | 9.7805 | 52.3303
HV2 Bus 167 | 110 | 0.9 | 1.1 | True |  |  |  | 9.7805 | 52.3303
HV2 Bus 168 | 110 | 0.9 | 1.1 | True |  |  |  | 9.7187 | 52.3525
HV2 Bus 169 | 110 | 0.9 | 1.1 | True |  |  |  | 9.7187 | 52.3525
HV2 Bus 170 | 110 | 0.9 | 1.1 | True |  |  |  | 9.7187 | 52.3525
HV2 Bus 171 | 110 | 0.9 | 1.1 | True |  |  |  | 9.7187 | 52.3525
HV2 Bus 172 | 110 | 0.9 | 1.1 | True |  |  |  | 9.9362 | 52.2395
HV2 Bus 173 | 110 | 0.9 | 1.1 | True |  |  |  | 9.9362 | 52.2395
HV2 Bus 174 | 110 | 0.9 | 1.1 | True |  |  |  | 9.9362 | 52.2395
HV2 Bus 175 | 110 | 0.9 | 1.1 | True |  |  |  | 9.8935 | 52.3312
HV2 Bus 176 | 110 | 0.9 | 1.1 | True |  |  |  | 9.8935 | 52.3312
HV2 Bus 177 | 110 | 0.9 | 1.1 | True |  |  |  | 9.8935 | 52.3312
HV2 Bus 178 | 110 | 0.9 | 1.1 | True |  |  |  | 9.8935 | 52.3312
HV2 Bus 179 | 110 | 0.9 | 1.1 | True |  |  |  | 9.8935 | 52.3312
HV2 Bus 180 | 110 | 0.9 | 1.1 | True |  |  |  | 9.8935 | 52.3312
HV2 Bus 181 | 110 | 0.9 | 1.1 | True |  |  |  | 9.8935 | 52.3312
HV2 Bus 182 | 110 | 0.9 | 1.1 | True |  |  |  | 10.0674 | 52.48
HV2 Bus 183 | 110 | 0.9 | 1.1 | True |  |  |  | 10.0674 | 52.48
HV2 Bus 184 | 110 | 0.9 | 1.1 | True |  |  |  | 10.0674 | 52.48
HV2 Bus 185 | 110 | 0.9 | 1.1 | True |  |  |  | 10.0674 | 52.48
HV2 Bus 186 | 110 | 0.9 | 1.1 | True |  |  |  | 10.0674 | 52.48
HV2 Bus 187 | 110 | 0.9 | 1.1 | True |  |  |  | 9.9287 | 52.3774
HV2 Bus 188 | 110 | 0.9 | 1.1 | True |  |  |  | 9.9287 | 52.3774
HV2 Bus 189 | 110 | 0.9 | 1.1 | True |  |  |  | 9.9287 | 52.3774
HV2 Bus 190 | 110 | 0.9 | 1.1 | True |  |  |  | 9.9287 | 52.3774
HV2 Bus 191 | 110 | 0.9 | 1.1 | True |  |  |  | 9.9287 | 52.3774
HV2 Bus 192 | 110 | 0.9 | 1.1 | True |  |  |  | 9.4432 | 52.137
HV2 Bus 193 | 110 | 0.9 | 1.1 | True |  |  |  | 9.4432 | 52.137
HV2 Bus 194 | 110 | 0.9 | 1.1 | True |  |  |  | 9.4432 | 52.137
HV2 Bus 195 | 110 | 0.9 | 1.1 | True |  |  |  | 10.0932 | 52.5875
HV2 Bus 196 | 110 | 0.9 | 1.1 | True |  |  |  | 10.0932 | 52.5875
HV2 Bus 197 | 110 | 0.9 | 1.1 | True |  |  |  | 10.0932 | 52.5875
HV2 Bus 198 | 110 | 0.9 | 1.1 | True |  |  |  | 10.0932 | 52.5875
HV2 Bus 199 | 110 | 0.9 | 1.1 | True |  |  |  | 9.6294 | 52.2877
HV2 Bus 200 | 110 | 0.9 | 1.1 | True |  |  |  | 9.6294 | 52.2877
HV2 Bus 201 | 110 | 0.9 | 1.1 | True |  |  |  | 9.6294 | 52.2877
HV2 Bus 202 | 110 | 0.9 | 1.1 | True |  |  |  | 9.6294 | 52.2877
HV2 Bus 203 | 110 | 0.9 | 1.1 | True |  |  |  | 9.6294 | 52.2877
HV2 Bus 204 | 110 | 0.9 | 1.1 | True |  |  |  | 9.59 | 52.3829
HV2 Bus 205 | 110 | 0.9 | 1.1 | True |  |  |  | 9.59 | 52.3829
HV2 Bus 206 | 110 | 0.9 | 1.1 | True |  |  |  | 9.7148 | 52.3
HV2 Bus 207 | 110 | 0.9 | 1.1 | True |  |  |  | 9.7148 | 52.3
HV2 Bus 208 | 110 | 0.9 | 1.1 | True |  |  |  | 9.7148 | 52.3
HV2 Bus 209 | 110 | 0.9 | 1.1 | True |  |  |  | 9.7148 | 52.3
HV2 Bus 210 | 110 | 0.9 | 1.1 | True |  |  |  | 9.7148 | 52.3
HV2 Bus 211 | 110 | 0.9 | 1.1 | True |  |  |  | 9.7148 | 52.3
HV2 Bus 212 | 110 | 0.9 | 1.1 | True |  |  |  | 9.5589 | 52.1977
HV2 Bus 213 | 110 | 0.9 | 1.1 | True |  |  |  | 9.5589 | 52.1977
HV2 Bus 214 | 110 | 0.9 | 1.1 | True |  |  |  | 9.5589 | 52.1977
HV2 Bus 215 | 110 | 0.9 | 1.1 | True |  |  |  | 9.5589 | 52.1977
HV2 Bus 216 | 110 | 0.9 | 1.1 | True |  |  |  | 9.8709 | 52.3693
HV2 Bus 217 | 110 | 0.9 | 1.1 | True |  |  |  | 9.8709 | 52.3693
HV2 Bus 218 | 110 | 0.9 | 1.1 | True |  |  |  | 9.8709 | 52.3693
HV2 Bus 219 | 110 | 0.9 | 1.1 | True |  |  |  | 9.8709 | 52.3693
HV2 Bus 220 | 110 | 0.9 | 1.1 | True |  |  |  | 9.8709 | 52.3693
HV2 Bus 221 | 110 | 0.9 | 1.1 | True |  |  |  | 9.738 | 52.2597
HV2 Bus 222 | 110 | 0.9 | 1.1 | True |  |  |  | 9.738 | 52.2597
HV2 Bus 223 | 110 | 0.9 | 1.1 | True |  |  |  | 9.738 | 52.2597
HV2 Bus 224 | 110 | 0.9 | 1.1 | True |  |  |  | 9.738 | 52.2597
HV2 Bus 225 | 110 | 0.9 | 1.1 | True |  |  |  | 9.738 | 52.2597
HV2 Bus 226 | 110 | 0.9 | 1.1 | True |  |  |  | 10.5705 | 52.3687
HV2 Bus 227 | 110 | 0.9 | 1.1 | True |  |  |  | 10.5705 | 52.3687
HV2 Bus 228 | 110 | 0.9 | 1.1 | True |  |  |  | 10.5705 | 52.3687
HV2 Bus 229 | 110 | 0.9 | 1.1 | True |  |  |  | 9.8613 | 52.3264
HV2 Bus 230 | 110 | 0.9 | 1.1 | True |  |  |  | 9.8613 | 52.3264
HV2 Bus 231 | 110 | 0.9 | 1.1 | True |  |  |  | 9.8613 | 52.3264
HV2 Bus 232 | 110 | 0.9 | 1.1 | True |  |  |  | 9.8613 | 52.3264
HV2 Bus 233 | 110 | 0.9 | 1.1 | True |  |  |  | 9.8613 | 52.3264
HV2 Bus 234 | 110 | 0.9 | 1.1 | True |  |  |  | 9.8613 | 52.3264
HV2 Bus 235 | 110 | 0.9 | 1.1 | True |  |  |  | 9.8613 | 52.3264
HV2 Bus 236 | 110 | 0.9 | 1.1 | True |  |  |  | 9.9009 | 52.3568
HV2 Bus 237 | 110 | 0.9 | 1.1 | True |  |  |  | 9.9009 | 52.3568
HV2 Bus 238 | 110 | 0.9 | 1.1 | True |  |  |  | 9.9009 | 52.3568
HV2 Bus 239 | 110 | 0.9 | 1.1 | True |  |  |  | 9.9009 | 52.3568
HV2 Bus 240 | 110 | 0.9 | 1.1 | True |  |  |  | 9.9009 | 52.3568
HV2 Bus 241 | 110 | 0.9 | 1.1 | True |  |  |  | 9.9009 | 52.3568
HV2 Bus 242 | 110 | 0.9 | 1.1 | True |  |  |  | 9.9009 | 52.3568
HV2 Bus 243 | 110 | 0.9 | 1.1 | True |  |  |  | 9.2392 | 52.7951
HV2 Bus 244 | 110 | 0.9 | 1.1 | True |  |  |  | 9.2392 | 52.7951
HV2 Bus 245 | 110 | 0.9 | 1.1 | True |  |  |  | 9.2392 | 52.7951
HV2 Bus 246 | 110 | 0.9 | 1.1 | True |  |  |  | 9.7531 | 52.399
HV2 Bus 247 | 110 | 0.9 | 1.1 | True |  |  |  | 9.7531 | 52.399
HV2 Bus 248 | 110 | 0.9 | 1.1 | True |  |  |  | 9.7531 | 52.399
HV2 Bus 249 | 110 | 0.9 | 1.1 | True |  |  |  | 9.7531 | 52.399
HV2 Bus 250 | 110 | 0.9 | 1.1 | True |  |  |  | 9.7531 | 52.399
HV2 Bus 251 | 110 | 0.9 | 1.1 | True |  |  |  | 9.7531 | 52.399
HV2 Bus 252 | 110 | 0.9 | 1.1 | True |  |  |  | 9.7531 | 52.399
HV2 Bus 253 | 110 | 0.9 | 1.1 | True |  |  |  | 9.7531 | 52.399
HV2 Bus 254 | 110 | 0.9 | 1.1 | True |  |  |  | 9.4556 | 52.4945
HV2 Bus 255 | 110 | 0.9 | 1.1 | True |  |  |  | 9.4556 | 52.4945
HV2 Bus 256 | 110 | 0.9 | 1.1 | True |  |  |  | 9.4556 | 52.4945
HV2 Bus 257 | 110 | 0.9 | 1.1 | True |  |  |  | 10.1528 | 52.6649
HV2 Bus 258 | 110 | 0.9 | 1.1 | True |  |  |  | 10.1528 | 52.6649
HV2 Bus 259 | 110 | 0.9 | 1.1 | True |  |  |  | 10.1528 | 52.6649
HV2 Bus 260 | 110 | 0.9 | 1.1 | True |  |  |  | 9.6543 | 52.3534
HV2 Bus 261 | 110 | 0.9 | 1.1 | True |  |  |  | 9.6543 | 52.3534
HV2 Bus 262 | 110 | 0.9 | 1.1 | True |  |  |  | 9.6543 | 52.3534
HV2 Bus 263 | 110 | 0.9 | 1.1 | True |  |  |  | 9.6543 | 52.3534
HV2 Bus 264 | 110 | 0.9 | 1.1 | True |  |  |  | 9.6543 | 52.3534
HV2 Bus 265 | 110 | 0.9 | 1.1 | True |  |  |  | 9.923 | 52.3643
HV2 Bus 266 | 110 | 0.9 | 1.1 | True |  |  |  | 9.923 | 52.3643
HV2 Bus 267 | 110 | 0.9 | 1.1 | True |  |  |  | 9.923 | 52.3643
HV2 Bus 268 | 110 | 0.9 | 1.1 | True |  |  |  | 9.923 | 52.3643
HV2 Bus 269 | 110 | 0.9 | 1.1 | True |  |  |  | 9.923 | 52.3643
HV2 Bus 270 | 110 | 0.9 | 1.1 | True |  |  |  | 9.4894 | 52.3618
HV2 Bus 271 | 110 | 0.9 | 1.1 | True |  |  |  | 9.4894 | 52.3618
HV2 Bus 272 | 110 | 0.9 | 1.1 | True |  |  |  | 9.4894 | 52.3618
HV2 Bus 273 | 110 | 0.9 | 1.1 | True |  |  |  | 9.4894 | 52.3618
HV2 Bus 274 | 110 | 0.9 | 1.1 | True |  |  |  | 9.4987 | 52.2993
HV2 Bus 275 | 110 | 0.9 | 1.1 | True |  |  |  | 9.4987 | 52.2993
HV2 Bus 276 | 110 | 0.9 | 1.1 | True |  |  |  | 9.4987 | 52.2993
HV2 Bus 277 | 110 | 0.9 | 1.1 | True |  |  |  | 9.4987 | 52.2993
HV2 Bus 278 | 110 | 0.9 | 1.1 | True |  |  |  | 9.7746 | 52.5706
HV2 Bus 279 | 110 | 0.9 | 1.1 | True |  |  |  | 9.7746 | 52.5706
HV2 Bus 280 | 110 | 0.9 | 1.1 | True |  |  |  | 9.6645 | 52.3891
HV2 Bus 281 | 110 | 0.9 | 1.1 | True |  |  |  | 9.6645 | 52.3891
HV2 Bus 282 | 110 | 0.9 | 1.1 | True |  |  |  | 9.6645 | 52.3891
HV2 Bus 283 | 110 | 0.9 | 1.1 | True |  |  |  | 9.6645 | 52.3891
HV2 Bus 284 | 110 | 0.9 | 1.1 | True |  |  |  | 9.6645 | 52.3891
HV2 Bus 285 | 110 | 0.9 | 1.1 | True |  |  |  | 9.6645 | 52.3891
HV2 Bus 286 | 110 | 0.9 | 1.1 | True |  |  |  | 9.7419 | 52.4534
HV2 Bus 287 | 110 | 0.9 | 1.1 | True |  |  |  | 9.7419 | 52.4534
HV2 Bus 288 | 110 | 0.9 | 1.1 | True |  |  |  | 9.7419 | 52.4534
HV2 Bus 289 | 110 | 0.9 | 1.1 | True |  |  |  | 9.7419 | 52.4534
HV2 Bus 290 | 110 | 0.9 | 1.1 | True |  |  |  | 9.7971 | 52.3936
HV2 Bus 291 | 110 | 0.9 | 1.1 | True |  |  |  | 9.7971 | 52.3936
HV2 Bus 292 | 110 | 0.9 | 1.1 | True |  |  |  | 9.7971 | 52.3936
HV2 Bus 293 | 110 | 0.9 | 1.1 | True |  |  |  | 9.7971 | 52.3936
HV2 Bus 294 | 110 | 0.9 | 1.1 | True |  |  |  | 9.7971 | 52.3936
HV2 Bus 295 | 110 | 0.9 | 1.1 | True |  |  |  | 9.7971 | 52.3936
HV2 Bus 296 | 110 | 0.9 | 1.1 | True |  |  |  | 9.5226 | 52.3604
HV2 Bus 297 | 110 | 0.9 | 1.1 | True |  |  |  | 9.5226 | 52.3604
HV2 Bus 298 | 110 | 0.9 | 1.1 | True |  |  |  | 9.5226 | 52.3604
HV2 Bus 299 | 110 | 0.9 | 1.1 | True |  |  |  | 9.5226 | 52.3604
HV2 Bus 300 | 110 | 0.9 | 1.1 | True |  |  |  | 9.5226 | 52.3604
HV2 Bus 301 | 110 | 0.9 | 1.1 | True |  |  |  | 9.5226 | 52.3604
HV2 Bus 302 | 110 | 0.9 | 1.1 | True |  |  |  | 9.5226 | 52.3604
HV2 Bus 303 | 110 | 0.9 | 1.1 | True |  |  |  | 9.5226 | 52.3604
HV2 Bus 304 | 110 | 0.9 | 1.1 | True |  |  |  | 9.6832 | 52.3987
HV2 Bus 305 | 110 | 0.9 | 1.1 | True |  |  |  | 9.6832 | 52.3987
HV2 Bus 306 | 110 | 0.9 | 1.1 | True |  |  |  | 9.7364 | 52.3732
HV2 Bus 307 | 110 | 0.9 | 1.1 | True |  |  |  | 9.7364 | 52.3732
HV2 Bus 308 | 110 | 0.9 | 1.1 | True |  |  |  | 9.7364 | 52.3732
HV2 Bus 309 | 110 | 0.9 | 1.1 | True |  |  |  | 9.7364 | 52.3732
HV2 Bus 310 | 110 | 0.9 | 1.1 | True |  |  |  | 9.716 | 52.3726
HV2 Bus 311 | 110 | 0.9 | 1.1 | True |  |  |  | 9.716 | 52.3726
HV2 Bus 312 | 110 | 0.9 | 1.1 | True |  |  |  | 9.716 | 52.3726
HV2 Bus 313 | 110 | 0.9 | 1.1 | True |  |  |  | 9.6514 | 52.3582
HV2 Bus 314 | 110 | 0.9 | 1.1 | True |  |  |  | 9.6514 | 52.3582
HV2 Bus 315 | 110 | 0.9 | 1.1 | True |  |  |  | 9.6514 | 52.3582
HV2 Bus 316 | 110 | 0.9 | 1.1 | True |  |  |  | 9.6514 | 52.3582
HV2 Bus 317 | 110 | 0.9 | 1.1 | True |  |  |  | 9.6514 | 52.3582
HV2 Bus 318 | 110 | 0.9 | 1.1 | True |  |  |  | 9.5164 | 52.3635
HV2 Bus 319 | 110 | 0.9 | 1.1 | True |  |  |  | 9.5164 | 52.3635
HV2 Bus 320 | 110 | 0.9 | 1.1 | True |  |  |  | 9.5164 | 52.3635
HV2 Bus 321 | 110 | 0.9 | 1.1 | True |  |  |  | 9.5164 | 52.3635
HV2 Bus 322 | 110 | 0.9 | 1.1 | True |  |  |  | 9.9968 | 52.4008
HV2 Bus 323 | 110 | 0.9 | 1.1 | True |  |  |  | 9.9968 | 52.4008
HV2 Bus 324 | 110 | 0.9 | 1.1 | True |  |  |  | 9.9968 | 52.4008
HV2 Bus 325 | 110 | 0.9 | 1.1 | True |  |  |  | 9.9968 | 52.4008
HV2 Bus 326 | 110 | 0.9 | 1.1 | True |  |  |  | 9.9968 | 52.4008
HV2 Bus 327 | 110 | 0.9 | 1.1 | True |  |  |  | 9.9968 | 52.4008
HV2 Bus 328 | 110 | 0.9 | 1.1 | True |  |  |  | 9.9968 | 52.4008
HV2 Bus 329 | 110 | 0.9 | 1.1 | True |  |  |  | 9.7343 | 52.4151
HV2 Bus 330 | 110 | 0.9 | 1.1 | True |  |  |  | 9.7343 | 52.4151
HV2 Bus 331 | 110 | 0.9 | 1.1 | True |  |  |  | 9.7343 | 52.4151
HV2 Bus 332 | 110 | 0.9 | 1.1 | True |  |  |  | 9.7343 | 52.4151
HV2 Bus 333 | 110 | 0.9 | 1.1 | True |  |  |  | 9.7343 | 52.4151
HV2 Bus 334 | 110 | 0.9 | 1.1 | True |  |  |  | 9.7343 | 52.4151
HV2 Bus 335 | 110 | 0.9 | 1.1 | True |  |  |  | 9.7343 | 52.4151
HV2 Bus 336 | 110 | 0.9 | 1.1 | True |  |  |  | 9.1127 | 52.5444
HV2 Bus 337 | 110 | 0.9 | 1.1 | True |  |  |  | 9.1127 | 52.5444
HV2 Bus 338 | 110 | 0.9 | 1.1 | True |  |  |  | 9.1127 | 52.5444
HV2 Bus 339 | 110 | 0.9 | 1.1 | True |  |  |  | 9.854 | 52.4124
HV2 Bus 340 | 110 | 0.9 | 1.1 | True |  |  |  | 9.854 | 52.4124
HV2 Bus 341 | 110 | 0.9 | 1.1 | True |  |  |  | 9.854 | 52.4124
HV2 Bus 342 | 110 | 0.9 | 1.1 | True |  |  |  | 9.854 | 52.4124
HV2 Bus 343 | 110 | 0.9 | 1.1 | True |  |  |  | 9.854 | 52.4124
HV2 Bus 344 | 110 | 0.9 | 1.1 | True |  |  |  | 9.854 | 52.4124
HV2 Bus 345 | 110 | 0.9 | 1.1 | True |  |  |  | 9.854 | 52.4124
HV2 Bus 346 | 110 | 0.9 | 1.1 | True |  |  |  | 9.854 | 52.4124
HV2 Bus 347 | 110 | 0.9 | 1.1 | True |  |  |  | 9.4358 | 52.1893
HV2 Bus 348 | 110 | 0.9 | 1.1 | True |  |  |  | 9.4358 | 52.1893
HV2 Bus 349 | 110 | 0.9 | 1.1 | True |  |  |  | 9.8909 | 52.3655
HV2 Bus 350 | 110 | 0.9 | 1.1 | True |  |  |  | 9.8909 | 52.3655
HV2 Bus 351 | 110 | 0.9 | 1.1 | True |  |  |  | 9.8909 | 52.3655
HV2 Bus 352 | 110 | 0.9 | 1.1 | True |  |  |  | 9.8909 | 52.3655
HV2 Bus 353 | 110 | 0.9 | 1.1 | True |  |  |  | 9.8909 | 52.3655
HV2 Bus 354 | 110 | 0.9 | 1.1 | True |  |  |  | 9.846 | 52.3237
HV2 Bus 355 | 110 | 0.9 | 1.1 | True |  |  |  | 9.846 | 52.3237
HV2 Bus 356 | 110 | 0.9 | 1.1 | True |  |  |  | 9.846 | 52.3237
HV2 Bus 357 | 110 | 0.9 | 1.1 | True |  |  |  | 9.4776 | 52.2873
HV2 Bus 358 | 110 | 0.9 | 1.1 | True |  |  |  | 9.4776 | 52.2873
HV2 Bus 359 | 110 | 0.9 | 1.1 | True |  |  |  | 9.4776 | 52.2873
HV2 Bus 360 | 110 | 0.9 | 1.1 | True |  |  |  | 9.4776 | 52.2873
HV2 Bus 361 | 110 | 0.9 | 1.1 | True |  |  |  | 9.7699 | 52.3583
HV2 Bus 362 | 110 | 0.9 | 1.1 | True |  |  |  | 9.7699 | 52.3583
HV2 Bus 363 | 110 | 0.9 | 1.1 | True |  |  |  | 9.7699 | 52.3583
HV2 Bus 364 | 110 | 0.9 | 1.1 | True |  |  |  | 9.7699 | 52.3583
HV2 Bus 365 | 110 | 0.9 | 1.1 | True |  |  |  | 9.7699 | 52.3583
HV2 Bus 366 | 110 | 0.9 | 1.1 | True |  |  |  | 9.7699 | 52.3583
HV2 Bus 367 | 110 | 0.9 | 1.1 | True |  |  |  | 9.7699 | 52.3583

## loads
name | node | p_mw | q_mvar | in_service | const_z_percent | const_i_percent | sn_mva | scaling | type | min_p_mw | max_p_mw | min_q_mvar | max_q_mvar | controllable | fragility_curve | return_period | normalTTR | repair_priority | i_montecarlo
HV2 Load 1 | HV2 Bus 1 | 1 | 0.395 | [6 empty] | 0 | 1 | 0 | 0.395 | True
HV2 Load 2 | HV2 Bus 7 | 1 | 0.395 | [6 empty] | 0 | 1 | 0 | 0.395 | True
HV2 Load 3 | HV2 Bus 38 | 1 | 0.395 | [6 empty] | 0 | 1 | 0 | 0.395 | True
HV2 Load 4 | HV2 Bus 43 | 1 | 0.395 | [6 empty] | 0 | 1 | 0 | 0.395 | True
HV2 Load 5 | HV2 Bus 46 | 1 | 0.395 | [6 empty] | 0 | 1 | 0 | 0.395 | True
HV2 Load 6 | HV2 Bus 27 | 1 | 0.395 | [6 empty] | 0 | 1 | 0 | 0.395 | True
HV2 Load 7 | HV2 Bus 49 | 1 | 0.395 | [6 empty] | 0 | 1 | 0 | 0.395 | True
HV2 Load 8 | HV2 Bus 53 | 1 | 0.395 | [6 empty] | 0 | 1 | 0 | 0.395 | True
HV2 Load 9 | HV2 Bus 75 | 1 | 0.395 | [6 empty] | 0 | 1 | 0 | 0.395 | True
HV2 Load 10 | HV2 Bus 65 | 1 | 0.395 | [6 empty] | 0 | 1 | 0 | 0.395 | True
HV2 Load 11 | HV2 Bus 71 | 1 | 0.395 | [6 empty] | 0 | 1 | 0 | 0.395 | True
HV2 Load 12 | HV2 Bus 78 | 1 | 0.395 | [6 empty] | 0 | 1 | 0 | 0.395 | True
HV2 Load 13 | HV2 Bus 93 | 1 | 0.395 | [6 empty] | 0 | 1 | 0 | 0.395 | True
HV2 Load 14 | HV2 Bus 98 | 1 | 0.395 | [6 empty] | 0 | 1 | 0 | 0.395 | True
HV2 Load 15 | HV2 Bus 102 | 1 | 0.395 | [6 empty] | 0 | 1 | 0 | 0.395 | True
HV2 Load 16 | HV2 Bus 105 | 1 | 0.395 | [6 empty] | 0 | 1 | 0 | 0.395 | True
HV2 Load 17 | HV2 Bus 108 | 1 | 0.395 | [6 empty] | 0 | 1 | 0 | 0.395 | True
HV2 Load 18 | HV2 Bus 122 | 1 | 0.395 | [6 empty] | 0 | 1 | 0 | 0.395 | True
HV2 Load 19 | HV2 Bus 125 | 1 | 0.395 | [6 empty] | 0 | 1 | 0 | 0.395 | True
HV2 Load 20 | HV2 Bus 133 | 1 | 0.395 | [6 empty] | 0 | 1 | 0 | 0.395 | True
HV2 Load 21 | HV2 Bus 149 | 1 | 0.395 | [6 empty] | 0 | 1 | 0 | 0.395 | True
HV2 Load 22 | HV2 Bus 168 | 1 | 0.395 | [6 empty] | 0 | 1 | 0 | 0.395 | True
HV2 Load 23 | HV2 Bus 152 | 1 | 0.395 | [6 empty] | 0 | 1 | 0 | 0.395 | True
HV2 Load 24 | HV2 Bus 199 | 1 | 0.395 | [6 empty] | 0 | 1 | 0 | 0.395 | True
HV2 Load 25 | HV2 Bus 212 | 1 | 0.395 | [6 empty] | 0 | 1 | 0 | 0.395 | True
HV2 Load 26 | HV2 Bus 221 | 1 | 0.395 | [6 empty] | 0 | 1 | 0 | 0.395 | True
HV2 Load 27 | HV2 Bus 172 | 1 | 0.395 | [6 empty] | 0 | 1 | 0 | 0.395 | True
HV2 Load 28 | HV2 Bus 226 | 1 | 0.395 | [6 empty] | 0 | 1 | 0 | 0.395 | True
HV2 Load 29 | HV2 Bus 175 | 1 | 0.395 | [6 empty] | 0 | 1 | 0 | 0.395 | True
HV2 Load 30 | HV2 Bus 187 | 1 | 0.395 | [6 empty] | 0 | 1 | 0 | 0.395 | True
HV2 Load 31 | HV2 Bus 246 | 1 | 0.395 | [6 empty] | 0 | 1 | 0 | 0.395 | True
HV2 Load 32 | HV2 Bus 280 | 1 | 0.395 | [6 empty] | 0 | 1 | 0 | 0.395 | True
HV2 Load 33 | HV2 Bus 286 | 1 | 0.395 | [6 empty] | 0 | 1 | 0 | 0.395 | True
HV2 Load 34 | HV2 Bus 206 | 1 | 0.395 | [6 empty] | 0 | 1 | 0 | 0.395 | True
HV2 Load 35 | HV2 Bus 306 | 1 | 0.395 | [6 empty] | 0 | 1 | 0 | 0.395 | True
HV2 Load 36 | HV2 Bus 322 | 1 | 0.395 | [6 empty] | 0 | 1 | 0 | 0.395 | True
HV2 Load 37 | HV2 Bus 216 | 1 | 0.395 | [6 empty] | 0 | 1 | 0 | 0.395 | True
HV2 Load 38 | HV2 Bus 229 | 1 | 0.395 | [6 empty] | 0 | 1 | 0 | 0.395 | True
HV2 Load 39 | HV2 Bus 329 | 1 | 0.395 | [6 empty] | 0 | 1 | 0 | 0.395 | True
HV2 Load 40 | HV2 Bus 243 | 1 | 0.395 | [6 empty] | 0 | 1 | 0 | 0.395 | True
HV2 Load 41 | HV2 Bus 257 | 1 | 0.395 | [6 empty] | 0 | 1 | 0 | 0.395 | True
HV2 Load 42 | HV2 Bus 260 | 1 | 0.395 | [6 empty] | 0 | 1 | 0 | 0.395 | True
HV2 Load 43 | HV2 Bus 265 | 1 | 0.395 | [6 empty] | 0 | 1 | 0 | 0.395 | True
HV2 Load 44 | HV2 Bus 274 | 1 | 0.395 | [6 empty] | 0 | 1 | 0 | 0.395 | True
HV2 Load 45 | HV2 Bus 339 | 1 | 0.395 | [6 empty] | 0 | 1 | 0 | 0.395 | True
HV2 Load 46 | HV2 Bus 354 | 1 | 0.395 | [6 empty] | 0 | 1 | 0 | 0.395 | True
HV2 Load 47 | HV2 Bus 357 | 1 | 0.395 | [6 empty] | 0 | 1 | 0 | 0.395 | True
HV2 Load 48 | HV2 Bus 33 | 1 | 0.395 | [6 empty] | 0 | 1 | 0 | 0.395 | True
HV2 Load 49 | HV2 Bus 61 | 1 | 0.395 | [6 empty] | 0 | 1 | 0 | 0.395 | True
HV2 Load 50 | HV2 Bus 296 | 1 | 0.395 | [6 empty] | 0 | 1 | 0 | 0.395 | True
HV2 Load 51 | HV2 Bus 318 | 1 | 0.395 | [6 empty] | 0 | 1 | 0 | 0.395 | True
HV2 Load 52 | HV2 Bus 130 | 1 | 0.395 | [6 empty] | 0 | 1 | 0 | 0.395 | True
HV2 Load 53 | HV2 Bus 182 | 1 | 0.395 | [6 empty] | 0 | 1 | 0 | 0.395 | True
HV2 Load 54 | HV2 Bus 336 | 1 | 0.395 | [6 empty] | 0 | 1 | 0 | 0.395 | True
HV2 Load 55 | HV2 Bus 254 | 1 | 0.395 | [6 empty] | 0 | 1 | 0 | 0.395 | True
HV2 Load 56 | HV2 Bus 349 | 1 | 0.395 | [6 empty] | 0 | 1 | 0 | 0.395 | True
HV2 Load 57 | HV2 Bus 23 | 5 | 1.976 | [6 empty] | 0 | 5 | 0 | 1.976 | True
HV2 Load 58 | HV2 Bus 90 | 5 | 1.976 | [6 empty] | 0 | 5 | 0 | 1.976 | True
HV2 Load 59 | HV2 Bus 119 | 5 | 1.976 | [6 empty] | 0 | 5 | 0 | 1.976 | True
HV2 Load 60 | HV2 Bus 137 | 5 | 1.976 | [6 empty] | 0 | 5 | 0 | 1.976 | True
HV2 Load 61 | HV2 Bus 141 | 5 | 1.976 | [6 empty] | 0 | 5 | 0 | 1.976 | True
HV2 Load 62 | HV2 Bus 155 | 5 | 1.976 | [6 empty] | 0 | 5 | 0 | 1.976 | True
HV2 Load 63 | HV2 Bus 192 | 5 | 1.976 | [6 empty] | 0 | 5 | 0 | 1.976 | True
HV2 Load 64 | HV2 Bus 270 | 5 | 1.976 | [6 empty] | 0 | 5 | 0 | 1.976 | True
HV2 Load 65 | HV2 Bus 313 | 5 | 1.976 | [6 empty] | 0 | 5 | 0 | 1.976 | True
HV2 Load 66 | HV2 Bus 361 | 5 | 1.976 | [6 empty] | 0 | 5 | 0 | 1.976 | True
HV2 Load 67 | HV2 Bus 161 | 34.48 | 13.627 | [6 empty] | 0 | 34.48 | 0 | 13.627 | True
HV2 Load 68 | HV2 Bus 163 | 34.48 | 13.627 | [6 empty] | 0 | 34.48 | 0 | 13.627 | True
HV2 Load 69 | HV2 Bus 278 | 34.48 | 13.627 | [6 empty] | 0 | 34.48 | 0 | 13.627 | True
HV2 Load 70 | HV2 Bus 59 | 17.26 | 6.822 | [6 empty] | 0 | 17.26 | 0 | 6.822 | True
HV2 Load 71 | HV2 Bus 96 | 17.26 | 6.822 | [6 empty] | 0 | 17.26 | 0 | 6.822 | True
HV2 Load 72 | HV2 Bus 204 | 17.26 | 6.822 | [6 empty] | 0 | 17.26 | 0 | 6.822 | True
HV2 Load 73 | HV2 Bus 304 | 17.26 | 6.822 | [6 empty] | 0 | 17.26 | 0 | 6.822 | True
HV2 Load 74 | HV2 Bus 347 | 17.26 | 6.822 | [6 empty] | 0 | 17.26 | 0 | 6.822 | True
HV2 Load 75 | HV2 Bus 86 | 31.64 | 12.505 | [6 empty] | 0 | 31.64 | 0 | 12.505 | True
HV2 Load 76 | HV2 Bus 310 | 31.64 | 12.505 | [6 empty] | 0 | 31.64 | 0 | 12.505 | True
HV2 Load 77 | HV2 Bus 290 | 31.64 | 12.505 | [6 empty] | 0 | 31.64 | 0 | 12.505 | True
HV2 Load 78 | HV2 Bus 83 | 49.71 | 19.647 | [6 empty] | 0 | 49.71 | 0 | 19.647 | True
HV2 Load 79 | HV2 Bus 195 | 49.71 | 19.647 | [6 empty] | 0 | 49.71 | 0 | 19.647 | True

## lines
name | from_bus | to_bus | length_km | type | index | from_latitude | from_longitude | to_latitude | to_longitude | fragility_curve | in_service | df | parallel | max_loading_percent | failureProb | normalTTR | lineSpan | return_period
HV2 Line 1 | HV2 Bus 23 | HV2 Bus 172 | 4.6826 | Al/St_265/35 |  | 9.8613 | 52.3264 | 9.4934 | 52.5985 | tower_type3 | True |  |  | 100 |  | 6 | 0.25 | rp1
HV2 Line 10 | HV2 Bus 176 | HV2 Bus 237 | 3.598 | Al/St_265/35 |  | 9.4934 | 52.5985 | 9.9009 | 52.3568 | tower_type3 | True |  |  | 100 |  | 6 | 0.25 | rp1
HV2 Line 100 | HV2 Bus 33 | HV2 Bus 221 | 7.1339 | Al/St_265/35 |  | 9.7343 | 52.4151 | 9.738 | 52.2597 | tower_type3 | True |  |  | 100 |  | 6 | 0.25 | rp1
HV2 Line 101 | HV2 Bus 134 | HV2 Bus 206 | 5.9236 | Al/St_265/35 |  | 9.4934 | 52.5985 | 9.7148 | 52.3 | tower_type3 | True |  |  | 100 |  | 6 | 0.25 | rp1
HV2 Line 102 | HV2 Bus 43 | HV2 Bus 108 | 8.8541 | Al/St_265/35 |  | 9.7699 | 52.3583 | 9.4934 | 52.5985 | tower_type3 | True |  |  | 100 |  | 6 | 0.25 | rp1
HV2 Line 103 | HV2 Bus 297 | HV2 Bus 205 | 5.7398 | Al/St_265/35 |  | 9.5226 | 52.3604 | 9.59 | 52.3829 | tower_type3 | True |  |  | 100 |  | 6 | 0.25 | rp1
HV2 Line 104 | HV2 Bus 99 | HV2 Bus 274 | 2.0737 | Al/St_265/35 |  | 9.7699 | 52.3583 | 9.4987 | 52.2993 | tower_type3 | True |  |  | 100 |  | 6 | 0.25 | rp1
HV2 Line 105 | HV2 Bus 28 | HV2 Bus 230 | 6.1614 | Al/St_265/35 |  | 9.7746 | 52.5706 | 9.8613 | 52.3264 | tower_type3 | True |  |  | 100 |  | 6 | 0.25 | rp1
HV2 Line 106 | HV2 Bus 108 | HV2 Bus 339 | 5.8396 | Al/St_265/35 |  | 9.4934 | 52.5985 | 9.854 | 52.4124 | tower_type3 | True |  |  | 100 |  | 6 | 0.25 | rp1
HV2 Line 107 | HV2 Bus 8 | HV2 Bus 340 | 2.7546 | Al/St_265/35 |  | 9.7699 | 52.3583 | 9.854 | 52.4124 | tower_type3 | True |  |  | 100 |  | 6 | 0.25 | rp1
HV2 Line 108 | HV2 Bus 204 | HV2 Bus 280 | 5.1064 | Al/St_265/35 |  | 9.59 | 52.3829 | 9.6645 | 52.3891 | tower_type3 | True |  |  | 100 |  | 6 | 0.25 | rp1
HV2 Line 109 | HV2 Bus 246 | HV2 Bus 329 | 2.4844 | 1x630_RM/50 |  | 9.7531 | 52.399 | 9.7343 | 52.4151 |  | True |  |  | 100 |  | 6 | 0.25
HV2 Line 11 | HV2 Bus 175 | HV2 Bus 229 | 2.2739 | Al/St_265/35 |  | 9.4934 | 52.5985 | 9.8613 | 52.3264 | tower_type3 | True |  |  | 100 |  | 6 | 0.25 | rp1
HV2 Line 110 | HV2 Bus 305 | HV2 Bus 330 | 5.3677 | 1x630_RM/50 |  | 9.6832 | 52.3987 | 9.7343 | 52.4151 |  | True |  |  | 100 |  | 6 | 0.25
HV2 Line 111 | HV2 Bus 53 | HV2 Bus 59 | 1.3159 | 1x630_RM/50 |  | 9.7699 | 52.3583 | 9.7699 | 52.3583 |  | True |  |  | 100 |  | 6 | 0.25
HV2 Line 112 | HV2 Bus 8 | HV2 Bus 340 | 2.7546 | Al/St_265/35 |  | 9.7699 | 52.3583 | 9.854 | 52.4124 | tower_type3 | True |  |  | 100 |  | 6 | 0.25 | rp1
HV2 Line 113 | HV2 Bus 7 | HV2 Bus 53 | 1.0474 | Al/St_265/35 |  | 9.7699 | 52.3583 | 9.7699 | 52.3583 | tower_type3 | True |  |  | 100 |  | 6 | 0.25 | rp1
HV2 Line 12 | HV2 Bus 141 | HV2 Bus 162 | 0.73844 | 1x630_RM/50 |  | 9.4934 | 52.5985 | 9.4934 | 52.5985 |  | True |  |  | 100 |  | 6 | 0.25
HV2 Line 13 | HV2 Bus 7 | HV2 Bus 53 | 1.0474 | Al/St_265/35 |  | 9.7699 | 52.3583 | 9.7699 | 52.3583 | tower_type3 | True |  |  | 100 |  | 6 | 0.25 | rp1
HV2 Line 14 | HV2 Bus 28 | HV2 Bus 230 | 6.1614 | Al/St_265/35 |  | 9.7746 | 52.5706 | 9.8613 | 52.3264 | tower_type3 | True |  |  | 100 |  | 6 | 0.25 | rp1
HV2 Line 15 | HV2 Bus 297 | HV2 Bus 205 | 5.7398 | Al/St_265/35 |  | 9.5226 | 52.3604 | 9.59 | 52.3829 | tower_type3 | True |  |  | 100 |  | 6 | 0.25 | rp1
HV2 Line 16 | HV2 Bus 27 | HV2 Bus 206 | 6.8404 | Al/St_265/35 |  | 9.923 | 52.3643 | 9.7148 | 52.3 | tower_type3 | True |  |  | 100 |  | 6 | 0.25 | rp1
HV2 Line 17 | HV2 Bus 260 | HV2 Bus 313 | 0.57957 | 1x630_RM/50 |  | 9.6543 | 52.3534 | 9.6514 | 52.3582 |  | True |  |  | 100 |  | 6 | 0.25
HV2 Line 18 | HV2 Bus 75 | HV2 Bus 182 | 3.26 | Al/St_265/35 |  | 9.7699 | 52.3583 | 10.0674 | 52.48 | tower_type3 | True |  |  | 100 |  | 6 | 0.25 | rp1
HV2 Line 19 | HV2 Bus 175 | HV2 Bus 229 | 2.2739 | Al/St_265/35 |  | 9.4934 | 52.5985 | 9.8613 | 52.3264 | tower_type3 | True |  |  | 100 |  | 6 | 0.25 | rp1
HV2 Line 2 | HV2 Bus 108 | HV2 Bus 339 | 5.8396 | Al/St_265/35 |  | 9.4934 | 52.5985 | 9.854 | 52.4124 | tower_type3 | True |  |  | 100 |  | 6 | 0.25 | rp1
HV2 Line 20 | HV2 Bus 27 | HV2 Bus 206 | 6.8404 | Al/St_265/35 |  | 9.923 | 52.3643 | 9.7148 | 52.3 | tower_type3 | True |  |  | 100 |  | 6 | 0.25 | rp1
HV2 Line 21 | HV2 Bus 212 | HV2 Bus 347 | 10.4114 | Al/St_265/35 |  | 9.5589 | 52.1977 | 9.4358 | 52.1893 | tower_type3 | True |  |  | 100 |  | 6 | 0.25 | rp1
HV2 Line 22 | HV2 Bus 62 | HV2 Bus 212 | 9.3408 | Al/St_265/35 |  | 9.7699 | 52.3583 | 9.5589 | 52.1977 | tower_type3 | True |  |  | 100 |  | 6 | 0.25 | rp1
HV2 Line 23 | HV2 Bus 8 | HV2 Bus 340 | 2.7546 | Al/St_265/35 |  | 9.7699 | 52.3583 | 9.854 | 52.4124 | tower_type3 | True |  |  | 100 |  | 6 | 0.25 | rp1
HV2 Line 24 | HV2 Bus 349 | HV2 Bus 216 | 1.9608 | Al/St_265/35 |  | 9.8909 | 52.3655 | 9.8709 | 52.3693 | tower_type3 | True |  |  | 100 |  | 6 | 0.25 | rp1
HV2 Line 25 | HV2 Bus 96 | HV2 Bus 199 | 2.3268 | Al/St_265/35 |  | 9.7699 | 52.3583 | 9.6294 | 52.2877 | tower_type3 | True |  |  | 100 |  | 6 | 0.25 | rp1
HV2 Line 26 | HV2 Bus 182 | HV2 Bus 322 | 10.5956 | Al/St_265/35 |  | 10.0674 | 52.48 | 9.9968 | 52.4008 | tower_type3 | True |  |  | 100 |  | 6 | 0.25 | rp1
HV2 Line 27 | HV2 Bus 39 | HV2 Bus 323 | 3.7956 | Al/St_265/35 |  | 9.7699 | 52.3583 | 9.9968 | 52.4008 | tower_type3 | True |  |  | 100 |  | 6 | 0.25 | rp1
HV2 Line 28 | HV2 Bus 38 | HV2 Bus 108 | 2.4061 | Al/St_265/35 |  | 9.7699 | 52.3583 | 9.4934 | 52.5985 | tower_type3 | True |  |  | 100 |  | 6 | 0.25 | rp1
HV2 Line 29 | HV2 Bus 7 | HV2 Bus 46 | 1.9787 | Al/St_265/35 |  | 9.7699 | 52.3583 | 9.7699 | 52.3583 | tower_type3 | True |  |  | 100 |  | 6 | 0.25 | rp1
HV2 Line 3 | HV2 Bus 108 | HV2 Bus 339 | 5.8396 | Al/St_265/35 |  | 9.4934 | 52.5985 | 9.854 | 52.4124 | tower_type3 | True |  |  | 100 |  | 6 | 0.25 | rp1
HV2 Line 30 | HV2 Bus 204 | HV2 Bus 280 | 5.1064 | Al/St_265/35 |  | 9.59 | 52.3829 | 9.6645 | 52.3891 | tower_type3 | True |  |  | 100 |  | 6 | 0.25 | rp1
HV2 Line 31 | HV2 Bus 60 | HV2 Bus 65 | 3.1928 | Al/St_265/35 |  | 9.7699 | 52.3583 | 9.7699 | 52.3583 | tower_type3 | True |  |  | 100 |  | 6 | 0.25 | rp1
HV2 Line 32 | HV2 Bus 152 | HV2 Bus 236 | 1.235 | Al/St_265/35 |  | 9.4934 | 52.5985 | 9.9009 | 52.3568 | tower_type3 | True |  |  | 100 |  | 6 | 0.25 | rp1
HV2 Line 33 | HV2 Bus 71 | HV2 Bus 243 | 51.636 | Al/St_265/35 |  | 9.7699 | 52.3583 | 9.2392 | 52.7951 | tower_type3 | True |  |  | 100 |  | 6 | 0.25 | rp1
HV2 Line 34 | HV2 Bus 270 | HV2 Bus 318 | 1.8499 | Al/St_265/35 |  | 9.4894 | 52.3618 | 9.5164 | 52.3635 | tower_type3 | True |  |  | 100 |  | 6 | 0.25 | rp1
HV2 Line 35 | HV2 Bus 192 | HV2 Bus 221 | 26.275 | Al/St_265/35 |  | 9.4432 | 52.137 | 9.738 | 52.2597 | tower_type3 | True |  |  | 100 |  | 6 | 0.25 | rp1
HV2 Line 36 | HV2 Bus 229 | HV2 Bus 354 | 1.0838 | Al/St_265/35 |  | 9.8613 | 52.3264 | 9.846 | 52.3237 | tower_type3 | True |  |  | 100 |  | 6 | 0.25 | rp1
HV2 Line 37 | HV2 Bus 38 | HV2 Bus 187 | 1.9379 | Al/St_265/35 |  | 9.7699 | 52.3583 | 9.9287 | 52.3774 | tower_type3 | True |  |  | 100 |  | 6 | 0.25 | rp1
HV2 Line 38 | HV2 Bus 72 | HV2 Bus 222 | 26.5745 | Al/St_265/35 |  | 9.7699 | 52.3583 | 9.738 | 52.2597 | tower_type3 | True |  |  | 100 |  | 6 | 0.25 | rp1
HV2 Line 39 | HV2 Bus 133 | HV2 Bus 260 | 2.0128 | Al/St_265/35 |  | 9.4934 | 52.5985 | 9.6543 | 52.3534 | tower_type3 | True |  |  | 100 |  | 6 | 0.25 | rp1
HV2 Line 4 | HV2 Bus 8 | HV2 Bus 290 | 3.8609 | 1x630_RM/50 |  | 9.7699 | 52.3583 | 9.7971 | 52.3936 |  | True |  |  | 100 |  | 6 | 0.25
HV2 Line 40 | HV2 Bus 187 | HV2 Bus 265 | 1.6306 | Al/St_265/35 |  | 9.9287 | 52.3774 | 9.923 | 52.3643 | tower_type3 | True |  |  | 100 |  | 6 | 0.25 | rp1
HV2 Line 41 | HV2 Bus 188 | HV2 Bus 266 | 1.5057 | Al/St_265/35 |  | 9.9287 | 52.3774 | 9.923 | 52.3643 | tower_type3 | True |  |  | 100 |  | 6 | 0.25 | rp1
HV2 Line 42 | HV2 Bus 33 | HV2 Bus 265 | 14.4851 | Al/St_265/35 |  | 9.7343 | 52.4151 | 9.923 | 52.3643 | tower_type3 | True |  |  | 100 |  | 6 | 0.25 | rp1
HV2 Line 43 | HV2 Bus 98 | HV2 Bus 270 | 5.1822 | Al/St_265/35 |  | 9.7699 | 52.3583 | 9.4894 | 52.3618 | tower_type3 | True |  |  | 100 |  | 6 | 0.25 | rp1
HV2 Line 44 | HV2 Bus 195 | HV2 Bus 183 | 12.9066 | Al/St_265/35 |  | 10.0932 | 52.5875 | 10.0674 | 52.48 | tower_type3 | True |  |  | 100 |  | 6 | 0.25 | rp1
HV2 Line 45 | HV2 Bus 105 | HV2 Bus 205 | 0.75681 | Al/St_265/35 |  | 9.4934 | 52.5985 | 9.59 | 52.3829 | tower_type3 | True |  |  | 100 |  | 6 | 0.25 | rp1
HV2 Line 46 | HV2 Bus 176 | HV2 Bus 237 | 3.598 | Al/St_265/35 |  | 9.4934 | 52.5985 | 9.9009 | 52.3568 | tower_type3 | True |  |  | 100 |  | 6 | 0.25 | rp1
HV2 Line 47 | HV2 Bus 350 | HV2 Bus 7 | 9.3611 | Al/St_265/35 |  | 9.8909 | 52.3655 | 9.7699 | 52.3583 | tower_type3 | True |  |  | 100 |  | 6 | 0.25 | rp1
HV2 Line 48 | HV2 Bus 257 | HV2 Bus 323 | 32.8667 | Al/St_265/35 |  | 10.1528 | 52.6649 | 9.9968 | 52.4008 | tower_type3 | True |  |  | 100 |  | 6 | 0.25 | rp1
HV2 Line 49 | HV2 Bus 119 | HV2 Bus 207 | 0.89796 | Al/St_265/35 |  | 9.4934 | 52.5985 | 9.7148 | 52.3 | tower_type3 | True |  |  | 100 |  | 6 | 0.25 | rp1
HV2 Line 5 | HV2 Bus 65 | HV2 Bus 155 | 2.7734 | 1x630_RM/50 |  | 9.7699 | 52.3583 | 9.4934 | 52.5985 |  | True |  |  | 100 |  | 6 | 0.25
HV2 Line 50 | HV2 Bus 155 | HV2 Bus 161 | 4.1576 | Al/St_265/35 |  | 9.4934 | 52.5985 | 9.4934 | 52.5985 | tower_type3 | True |  |  | 100 |  | 6 | 0.25 | rp1
HV2 Line 51 | HV2 Bus 102 | HV2 Bus 349 | 15.4118 | Al/St_265/35 |  | 9.4934 | 52.5985 | 9.8909 | 52.3655 | tower_type3 | True |  |  | 100 |  | 6 | 0.25 | rp1
HV2 Line 52 | HV2 Bus 347 | HV2 Bus 357 | 12.4329 | Al/St_265/35 |  | 9.4358 | 52.1893 | 9.4776 | 52.2873 | tower_type3 | True |  |  | 100 |  | 6 | 0.25 | rp1
HV2 Line 53 | HV2 Bus 109 | HV2 Bus 236 | 3.4249 | Al/St_265/35 |  | 9.4934 | 52.5985 | 9.9009 | 52.3568 | tower_type3 | True |  |  | 100 |  | 6 | 0.25 | rp1
HV2 Line 54 | HV2 Bus 49 | HV2 Bus 109 | 13.7853 | Al/St_265/35 |  | 9.7699 | 52.3583 | 9.4934 | 52.5985 | tower_type3 | True |  |  | 100 |  | 6 | 0.25 | rp1
HV2 Line 55 | HV2 Bus 50 | HV2 Bus 279 | 12.2485 | Al/St_265/35 |  | 9.7699 | 52.3583 | 9.7746 | 52.5706 |  | True |  |  | 100 |  | 6 | 0.25
HV2 Line 56 | HV2 Bus 86 | HV2 Bus 278 | 20.0389 | Al/St_265/35 |  | 9.7699 | 52.3583 | 9.7746 | 52.5706 | tower_type3 | True |  |  | 100 |  | 6 | 0.25 | rp1
HV2 Line 57 | HV2 Bus 141 | HV2 Bus 281 | 4.8892 | 1x630_RM/50 |  | 9.4934 | 52.5985 | 9.6645 | 52.3891 |  | True |  |  | 100 |  | 6 | 0.25
HV2 Line 58 | HV2 Bus 142 | HV2 Bus 280 | 4.8972 | 1x630_RM/50 |  | 9.4934 | 52.5985 | 9.6645 | 52.3891 |  | True |  |  | 100 |  | 6 | 0.25
HV2 Line 59 | HV2 Bus 226 | HV2 Bus 322 | 41.674 | Al/St_265/35 |  | 10.5705 | 52.3687 | 9.9968 | 52.4008 | tower_type3 | True |  |  | 100 |  | 6 | 0.25 | rp1
HV2 Line 6 | HV2 Bus 246 | HV2 Bus 8 | 6.5429 | 1x630_RM/50 |  | 9.7531 | 52.399 | 9.7699 | 52.3583 |  | True |  |  | 100 |  | 6 | 0.25
HV2 Line 60 | HV2 Bus 260 | HV2 Bus 313 | 0.57957 | 1x630_RM/50 |  | 9.6543 | 52.3534 | 9.6514 | 52.3582 |  | True |  |  | 100 |  | 6 | 0.25
HV2 Line 61 | HV2 Bus 53 | HV2 Bus 59 | 1.3159 | 1x630_RM/50 |  | 9.7699 | 52.3583 | 9.7699 | 52.3583 |  | True |  |  | 100 |  | 6 | 0.25
HV2 Line 62 | HV2 Bus 361 | HV2 Bus 125 | 4.8882 | 1x630_RM/50 |  | 9.7699 | 52.3583 | 9.4934 | 52.5985 |  | True |  |  | 100 |  | 6 | 0.25
HV2 Line 63 | HV2 Bus 130 | HV2 Bus 217 | 1.0965 | 1x630_RM/50 |  | 9.4934 | 52.5985 | 9.8709 | 52.3693 |  | True |  |  | 100 |  | 6 | 0.25
HV2 Line 64 | HV2 Bus 125 | HV2 Bus 149 | 1.3616 | 1x630_RM/50 |  | 9.4934 | 52.5985 | 9.4934 | 52.5985 |  | True |  |  | 100 |  | 6 | 0.25
HV2 Line 65 | HV2 Bus 137 | HV2 Bus 141 | 2.5196 | 1x630_RM/50 |  | 9.4934 | 52.5985 | 9.4934 | 52.5985 |  | True |  |  | 100 |  | 6 | 0.25
HV2 Line 66 | HV2 Bus 65 | HV2 Bus 155 | 2.7734 | 1x630_RM/50 |  | 9.7699 | 52.3583 | 9.4934 | 52.5985 |  | True |  |  | 100 |  | 6 | 0.25
HV2 Line 67 | HV2 Bus 141 | HV2 Bus 162 | 0.73844 | 1x630_RM/50 |  | 9.4934 | 52.5985 | 9.4934 | 52.5985 |  | True |  |  | 100 |  | 6 | 0.25
HV2 Line 68 | HV2 Bus 246 | HV2 Bus 8 | 6.5429 | 1x630_RM/50 |  | 9.7531 | 52.399 | 9.7699 | 52.3583 |  | True |  |  | 100 |  | 6 | 0.25
HV2 Line 69 | HV2 Bus 247 | HV2 Bus 290 | 3.9562 | 1x630_RM/50 |  | 9.7531 | 52.399 | 9.7971 | 52.3936 |  | True |  |  | 100 |  | 6 | 0.25
HV2 Line 7 | HV2 Bus 60 | HV2 Bus 65 | 3.1928 | Al/St_265/35 |  | 9.7699 | 52.3583 | 9.7699 | 52.3583 | tower_type3 | True |  |  | 100 |  | 6 | 0.25 | rp1
HV2 Line 70 | HV2 Bus 78 | HV2 Bus 83 | 8.9375 | Al/St_265/35 |  | 9.7699 | 52.3583 | 9.7699 | 52.3583 | tower_type3 | True |  |  | 100 |  | 6 | 0.25 | rp1
HV2 Line 71 | HV2 Bus 246 | HV2 Bus 329 | 2.4844 | 1x630_RM/50 |  | 9.7531 | 52.399 | 9.7343 | 52.4151 |  | True |  |  | 100 |  | 6 | 0.25
HV2 Line 72 | HV2 Bus 247 | HV2 Bus 163 | 2.2289 | 1x630_RM/50 |  | 9.7531 | 52.399 | 9.4934 | 52.5985 |  | True |  |  | 100 |  | 6 | 0.25
HV2 Line 73 | HV2 Bus 362 | HV2 Bus 291 | 4.3722 | 1x630_RM/50 |  | 9.7699 | 52.3583 | 9.7971 | 52.3936 |  | True |  |  | 100 |  | 6 | 0.25
HV2 Line 74 | HV2 Bus 138 | HV2 Bus 304 | 2.3084 | 1x630_RM/50 |  | 9.4934 | 52.5985 | 9.6832 | 52.3987 |  | True |  |  | 100 |  | 6 | 0.25
HV2 Line 75 | HV2 Bus 142 | HV2 Bus 305 | 4.264 | 1x630_RM/50 |  | 9.4934 | 52.5985 | 9.6832 | 52.3987 |  | True |  |  | 100 |  | 6 | 0.25
HV2 Line 76 | HV2 Bus 305 | HV2 Bus 330 | 5.3677 | 1x630_RM/50 |  | 9.6832 | 52.3987 | 9.7343 | 52.4151 |  | True |  |  | 100 |  | 6 | 0.25
HV2 Line 77 | HV2 Bus 1 | HV2 Bus 361 | 2.5944 | 1x630_RM/50 |  | 9.4934 | 52.5985 | 9.7699 | 52.3583 |  | True |  |  | 100 |  | 6 | 0.25
HV2 Line 78 | HV2 Bus 2 | HV2 Bus 306 | 0.88699 | 1x630_RM/50 |  | 9.6294 | 52.2877 | 9.7364 | 52.3732 |  | True |  |  | 100 |  | 6 | 0.25
HV2 Line 79 | HV2 Bus 163 | HV2 Bus 307 | 1.6714 | 1x630_RM/50 |  | 9.4934 | 52.5985 | 9.7364 | 52.3732 |  | True |  |  | 100 |  | 6 | 0.25
HV2 Line 8 | HV2 Bus 155 | HV2 Bus 161 | 4.1576 | Al/St_265/35 |  | 9.4934 | 52.5985 | 9.4934 | 52.5985 | tower_type3 | True |  |  | 100 |  | 6 | 0.25 | rp1
HV2 Line 80 | HV2 Bus 1 | HV2 Bus 310 | 2.3937 | 1x630_RM/50 |  | 9.4934 | 52.5985 | 9.716 | 52.3726 |  | True |  |  | 100 |  | 6 | 0.25
HV2 Line 81 | HV2 Bus 296 | HV2 Bus 199 | 11.7673 | Al/St_265/35 |  | 9.5226 | 52.3604 | 9.6294 | 52.2877 | tower_type3 | True |  |  | 100 |  | 6 | 0.25 | rp1
HV2 Line 82 | HV2 Bus 126 | HV2 Bus 168 | 1.4535 | 1x630_RM/50 |  | 9.4934 | 52.5985 | 9.4934 | 52.5985 |  | True |  |  | 100 |  | 6 | 0.25
HV2 Line 83 | HV2 Bus 2 | HV2 Bus 169 | 2.7438 | 1x630_RM/50 |  | 9.6294 | 52.2877 | 9.4934 | 52.5985 |  | True |  |  | 100 |  | 6 | 0.25
HV2 Line 84 | HV2 Bus 286 | HV2 Bus 329 | 4.8661 | 1x630_RM/50 |  | 9.7419 | 52.4534 | 9.7343 | 52.4151 |  | True |  |  | 100 |  | 6 | 0.25
HV2 Line 85 | HV2 Bus 361 | HV2 Bus 165 | 4.783 | 1x630_RM/50 |  | 9.7699 | 52.3583 | 9.4934 | 52.5985 |  | True |  |  | 100 |  | 6 | 0.25
HV2 Line 86 | HV2 Bus 362 | HV2 Bus 216 | 8.9057 | 1x630_RM/50 |  | 9.7699 | 52.3583 | 9.8709 | 52.3693 |  | True |  |  | 100 |  | 6 | 0.25
HV2 Line 87 | HV2 Bus 274 | HV2 Bus 358 | 2.3944 | 1x630_RM/50 |  | 9.4987 | 52.2993 | 9.4776 | 52.2873 |  | True |  |  | 100 |  | 6 | 0.25
HV2 Line 88 | HV2 Bus 8 | HV2 Bus 290 | 3.8609 | 1x630_RM/50 |  | 9.7699 | 52.3583 | 9.7971 | 52.3936 |  | True |  |  | 100 |  | 6 | 0.25
HV2 Line 89 | HV2 Bus 108 | HV2 Bus 322 | 6.252 | Al/St_265/35 |  | 9.4934 | 52.5985 | 9.9968 | 52.4008 | tower_type3 | True |  |  | 100 |  | 6 | 0.25 | rp1
HV2 Line 9 | HV2 Bus 109 | HV2 Bus 236 | 3.4249 | Al/St_265/35 |  | 9.4934 | 52.5985 | 9.9009 | 52.3568 | tower_type3 | True |  |  | 100 |  | 6 | 0.25 | rp1
HV2 Line 90 | HV2 Bus 24 | HV2 Bus 175 | 7.0176 | Al/St_265/35 |  | 9.9009 | 52.3568 | 9.4934 | 52.5985 | tower_type3 | True |  |  | 100 |  | 6 | 0.25 | rp1
HV2 Line 91 | HV2 Bus 34 | HV2 Bus 93 | 30.555 | Al/St_265/35 |  | 9.854 | 52.4124 | 9.7699 | 52.3583 | tower_type3 | True |  |  | 100 |  | 6 | 0.25 | rp1
HV2 Line 92 | HV2 Bus 61 | HV2 Bus 200 | 11.685 | Al/St_265/35 |  | 9.7699 | 52.3583 | 9.6294 | 52.2877 | tower_type3 | True |  |  | 100 |  | 6 | 0.25 | rp1
HV2 Line 93 | HV2 Bus 87 | HV2 Bus 336 | 28.5074 | Al/St_265/35 |  | 9.7699 | 52.3583 | 9.1127 | 52.5444 | tower_type3 | True |  |  | 100 |  | 6 | 0.25 | rp1
HV2 Line 94 | HV2 Bus 296 | HV2 Bus 78 | 10.4995 | Al/St_265/35 |  | 9.5226 | 52.3604 | 9.7699 | 52.3583 | tower_type3 | True |  |  | 100 |  | 6 | 0.25 | rp1
HV2 Line 95 | HV2 Bus 297 | HV2 Bus 319 | 0.55397 | Al/St_265/35 |  | 9.5226 | 52.3604 | 9.5164 | 52.3635 | tower_type3 | True |  |  | 100 |  | 6 | 0.25 | rp1
HV2 Line 96 | HV2 Bus 296 | HV2 Bus 314 | 11.1666 | Al/St_265/35 |  | 9.5226 | 52.3604 | 9.6514 | 52.3582 | tower_type3 | True |  |  | 100 |  | 6 | 0.25 | rp1
HV2 Line 97 | HV2 Bus 196 | HV2 Bus 90 | 7.1228 | Al/St_265/35 |  | 10.0932 | 52.5875 | 9.7699 | 52.3583 | tower_type3 | True |  |  | 100 |  | 6 | 0.25 | rp1
HV2 Line 98 | HV2 Bus 122 | HV2 Bus 286 | 2.0041 | 1x630_RM/50 |  | 9.4934 | 52.5985 | 9.7419 | 52.4534 |  | True |  |  | 100 |  | 6 | 0.25
HV2 Line 99 | HV2 Bus 79 | HV2 Bus 254 | 7.3321 | Al/St_265/35 |  | 9.7699 | 52.3583 | 9.4556 | 52.4945 | tower_type3 | True |  |  | 100 |  | 6 | 0.25 | rp1

## generators
name | node | p_mw | vm_pu | in_service | slack | slack_weight | sn_mva | index | scaling | type | vn_kv | xdss_pu | rdss_ohm | cos_phi | pg_percent | power_station_trafo | min_p_mw | max_p_mw | min_q_mvar | max_q_mvar | min_vm_pu | max_vm_pu | controllable | fragility_curve | return_period | normalTTR | repair_priority | i_montecarlo
HV2 Sgen 1 | HV2 Bus 1 | 0 | [16 empty] | 0 | 0 |  |  | True
HV2 Sgen 2 | HV2 Bus 7 | 0 | [16 empty] | 0 | 0 |  |  | True
HV2 Sgen 3 | HV2 Bus 38 | 0 | [16 empty] | 0 | 0 |  |  | True
HV2 Sgen 4 | HV2 Bus 43 | 0 | [16 empty] | 0 | 0 |  |  | True
HV2 Sgen 5 | HV2 Bus 46 | 0 | [16 empty] | 0 | 0 |  |  | True
HV2 Sgen 6 | HV2 Bus 53 | 0 | [16 empty] | 0 | 0 |  |  | True
HV2 Sgen 7 | HV2 Bus 75 | 0 | [16 empty] | 0 | 0 |  |  | True
HV2 Sgen 8 | HV2 Bus 27 | 0 | [16 empty] | 0 | 0 |  |  | True
HV2 Sgen 9 | HV2 Bus 49 | 0 | [16 empty] | 0 | 0 |  |  | True
HV2 Sgen 10 | HV2 Bus 93 | 0 | [16 empty] | 0 | 0 |  |  | True
HV2 Sgen 11 | HV2 Bus 98 | 0 | [16 empty] | 0 | 0 |  |  | True
HV2 Sgen 12 | HV2 Bus 102 | 0 | [16 empty] | 0 | 0 |  |  | True
HV2 Sgen 13 | HV2 Bus 65 | 0 | [16 empty] | 0 | 0 |  |  | True
HV2 Sgen 14 | HV2 Bus 71 | 0 | [16 empty] | 0 | 0 |  |  | True
HV2 Sgen 15 | HV2 Bus 78 | 0 | [16 empty] | 0 | 0 |  |  | True
HV2 Sgen 16 | HV2 Bus 105 | 0 | [16 empty] | 0 | 0 |  |  | True
HV2 Sgen 17 | HV2 Bus 122 | 0 | [16 empty] | 0 | 0 |  |  | True
HV2 Sgen 18 | HV2 Bus 125 | 0 | [16 empty] | 0 | 0 |  |  | True
HV2 Sgen 19 | HV2 Bus 108 | 0 | [16 empty] | 0 | 0 |  |  | True
HV2 Sgen 20 | HV2 Bus 133 | 0 | [16 empty] | 0 | 0 |  |  | True
HV2 Sgen 21 | HV2 Bus 152 | 0 | [16 empty] | 0 | 0 |  |  | True
HV2 Sgen 22 | HV2 Bus 149 | 0 | [16 empty] | 0 | 0 |  |  | True
HV2 Sgen 23 | HV2 Bus 168 | 0 | [16 empty] | 0 | 0 |  |  | True
HV2 Sgen 24 | HV2 Bus 199 | 0 | [16 empty] | 0 | 0 |  |  | True
HV2 Sgen 25 | HV2 Bus 212 | 0 | [16 empty] | 0 | 0 |  |  | True
HV2 Sgen 26 | HV2 Bus 172 | 0 | [16 empty] | 0 | 0 |  |  | True
HV2 Sgen 27 | HV2 Bus 175 | 0 | [16 empty] | 0 | 0 |  |  | True
HV2 Sgen 28 | HV2 Bus 187 | 0 | [16 empty] | 0 | 0 |  |  | True
HV2 Sgen 29 | HV2 Bus 221 | 0 | [16 empty] | 0 | 0 |  |  | True
HV2 Sgen 30 | HV2 Bus 226 | 0 | [16 empty] | 0 | 0 |  |  | True
HV2 Sgen 31 | HV2 Bus 246 | 0 | [16 empty] | 0 | 0 |  |  | True
HV2 Sgen 32 | HV2 Bus 206 | 0 | [16 empty] | 0 | 0 |  |  | True
HV2 Sgen 33 | HV2 Bus 280 | 0 | [16 empty] | 0 | 0 |  |  | True
HV2 Sgen 34 | HV2 Bus 216 | 0 | [16 empty] | 0 | 0 |  |  | True
HV2 Sgen 35 | HV2 Bus 229 | 0 | [16 empty] | 0 | 0 |  |  | True
HV2 Sgen 36 | HV2 Bus 286 | 0 | [16 empty] | 0 | 0 |  |  | True
HV2 Sgen 37 | HV2 Bus 243 | 0 | [16 empty] | 0 | 0 |  |  | True
HV2 Sgen 38 | HV2 Bus 306 | 0 | [16 empty] | 0 | 0 |  |  | True
HV2 Sgen 39 | HV2 Bus 257 | 0 | [16 empty] | 0 | 0 |  |  | True
HV2 Sgen 40 | HV2 Bus 322 | 0 | [16 empty] | 0 | 0 |  |  | True
HV2 Sgen 41 | HV2 Bus 329 | 0 | [16 empty] | 0 | 0 |  |  | True
HV2 Sgen 42 | HV2 Bus 260 | 0 | [16 empty] | 0 | 0 |  |  | True
HV2 Sgen 43 | HV2 Bus 265 | 0 | [16 empty] | 0 | 0 |  |  | True
HV2 Sgen 44 | HV2 Bus 339 | 0 | [16 empty] | 0 | 0 |  |  | True
HV2 Sgen 45 | HV2 Bus 274 | 0 | [16 empty] | 0 | 0 |  |  | True
HV2 Sgen 46 | HV2 Bus 296 | 0 | [16 empty] | 0 | 0 |  |  | True
HV2 Sgen 47 | HV2 Bus 318 | 0 | [16 empty] | 0 | 0 |  |  | True
HV2 Sgen 48 | HV2 Bus 354 | 0 | [16 empty] | 0 | 0 |  |  | True
HV2 Sgen 49 | HV2 Bus 357 | 0 | [16 empty] | 0 | 0 |  |  | True
HV2 Sgen 50 | HV2 Bus 33 | 0 | [16 empty] | 0 | 0 |  |  | True
HV2 Sgen 51 | HV2 Bus 61 | 0 | [16 empty] | 0 | 0 |  |  | True
HV2 Sgen 52 | HV2 Bus 130 | 0 | [16 empty] | 0 | 0 |  |  | True
HV2 Sgen 53 | HV2 Bus 336 | 0 | [16 empty] | 0 | 0 |  |  | True
HV2 Sgen 54 | HV2 Bus 349 | 0 | [16 empty] | 0 | 0 |  |  | True
HV2 Sgen 55 | HV2 Bus 182 | 0 | [16 empty] | 0 | 0 |  |  | True
HV2 Sgen 56 | HV2 Bus 254 | 0 | [16 empty] | 0 | 0 |  |  | True
HV2 Sgen 57 | HV2 Bus 23 | 1 | [16 empty] | 0 | 0 |  |  | True
HV2 Sgen 58 | HV2 Bus 90 | 1 | [16 empty] | 0 | 0 |  |  | True
HV2 Sgen 59 | HV2 Bus 119 | 1 | [16 empty] | 0 | 0 |  |  | True
HV2 Sgen 60 | HV2 Bus 137 | 1 | [16 empty] | 0 | 0 |  |  | True
HV2 Sgen 61 | HV2 Bus 141 | 1 | [16 empty] | 0 | 0 |  |  | True
HV2 Sgen 62 | HV2 Bus 155 | 1 | [16 empty] | 0 | 0 |  |  | True
HV2 Sgen 63 | HV2 Bus 192 | 1 | [16 empty] | 0 | 0 |  |  | True
HV2 Sgen 64 | HV2 Bus 270 | 1 | [16 empty] | 0 | 0 |  |  | True
HV2 Sgen 65 | HV2 Bus 313 | 1 | [16 empty] | 0 | 0 |  |  | True
HV2 Sgen 66 | HV2 Bus 361 | 1 | [16 empty] | 0 | 0 |  |  | True
HV2 Sgen 67 | HV2 Bus 161 | 16.63 | [16 empty] | 0 | 0 |  |  | True
HV2 Sgen 68 | HV2 Bus 163 | 16.63 | [16 empty] | 0 | 0 |  |  | True
HV2 Sgen 69 | HV2 Bus 278 | 16.63 | [16 empty] | 0 | 0 |  |  | True
HV2 Sgen 70 | HV2 Bus 59 | 25.57 | [16 empty] | 0 | 0 |  |  | True
HV2 Sgen 71 | HV2 Bus 96 | 25.57 | [16 empty] | 0 | 0 |  |  | True
HV2 Sgen 72 | HV2 Bus 204 | 25.57 | [16 empty] | 0 | 0 |  |  | True
HV2 Sgen 73 | HV2 Bus 304 | 25.57 | [16 empty] | 0 | 0 |  |  | True
HV2 Sgen 74 | HV2 Bus 347 | 25.57 | [16 empty] | 0 | 0 |  |  | True
HV2 Sgen 75 | HV2 Bus 86 | 23.8 | [16 empty] | 0 | 0 |  |  | True
HV2 Sgen 76 | HV2 Bus 310 | 23.8 | [16 empty] | 0 | 0 |  |  | True
HV2 Sgen 77 | HV2 Bus 290 | 23.8 | [16 empty] | 0 | 0 |  |  | True
HV2 Sgen 78 | HV2 Bus 83 | 13.56 | [16 empty] | 0 | 0 |  |  | True
HV2 Sgen 79 | HV2 Bus 195 | 13.56 | [16 empty] | 0 | 0 |  |  | True
HV2 Sgen 80 | HV2 Bus 61 | 13.07 | [16 empty] | 0 | 0 |  |  | True
HV2 Sgen 81 | HV2 Bus 96 | 8.28 | [16 empty] | 0 | 0 |  |  | True
HV2 Sgen 82 | HV2 Bus 98 | 10.07 | [16 empty] | 0 | 0 |  |  | True
HV2 Sgen 83 | HV2 Bus 192 | 11.57 | [16 empty] | 0 | 0 |  |  | True
HV2 Sgen 84 | HV2 Bus 212 | 10.85 | [16 empty] | 0 | 0 |  |  | True
HV2 Sgen 85 | HV2 Bus 102 | 23.55 | [16 empty] | 0 | 0 |  |  | True
HV2 Sgen 86 | HV2 Bus 33 | 9.38 | [16 empty] | 0 | 0 |  |  | True
HV2 Sgen 87 | HV2 Bus 43 | 10.79 | [16 empty] | 0 | 0 |  |  | True
HV2 Sgen 88 | HV2 Bus 49 | 33.48 | [16 empty] | 0 | 0 |  |  | True
HV2 Sgen 89 | HV2 Bus 75 | 8.72 | [16 empty] | 0 | 0 |  |  | True
HV2 Sgen 90 | HV2 Bus 165 | 4 | [16 empty] | 0 | 0 |  |  | True
HV2 Sgen 91 | HV2 Bus 182 | 11.74 | [16 empty] | 0 | 0 |  |  | True
HV2 Sgen 92 | HV2 Bus 221 | 25.07 | [16 empty] | 0 | 0 |  |  | True
HV2 Sgen 93 | HV2 Bus 236 | 3.5 | [16 empty] | 0 | 0 |  |  | True
HV2 Sgen 94 | HV2 Bus 278 | 9.55 | [16 empty] | 0 | 0 |  |  | True
HV2 Sgen 95 | HV2 Bus 86 | 46.22 | [16 empty] | 0 | 0 |  |  | True
HV2 Sgen 96 | HV2 Bus 243 | 9.81 | [16 empty] | 0 | 0 |  |  | True
HV2 Sgen 97 | HV2 Bus 254 | 33.48 | [16 empty] | 0 | 0 |  |  | True
HV2 Sgen 98 | HV2 Bus 336 | 16.81 | [16 empty] | 0 | 0 |  |  | True

## external_gen
name | node | vm_pu | va_degree | s_sc_min_mva | s_sc_max_mva | rx_min | rx_max | r0x0_max | x0x_max | in_service | slack_weight | min_p_mw | max_p_mw | min_q_mvar | max_q_mvar | controllable
EHV Ext_grid 11 | EHV Bus 1865 | 1.068 | 0 | [6 empty] | 1 | 1 | -3000 | 3000 | -1000 | 3000

## transformers
name | node_p | node_s | type | fragility_curve | in_service | parallel | tap_pos | vector_group | max_loading_percent | df | normalTTR
HV2 Trafo 1 | EHV Bus 3093 | HV2 Bus 9 | 300MVA_220/110 |  | True | 1 | 0 |  | 100 |  | 1
HV2 Trafo 2 | EHV Bus 3092 | HV2 Bus 15 | 300MVA_220/110 |  | True | 1 | 0 |  | 100 |  | 1
HV2 Trafo 3 | EHV Bus 3094 | HV2 Bus 22 | 300MVA_220/110 |  | True | 1 | 0 |  | 100 |  | 1

## switches
name | node | element | et | type | in_ka | closed | associated elements | ignore montecarlo
EHV Switch 4309 | EHV Bus 1865 | EHV Bus 1866 | b |  |  | 1
EHV Switch 4513 | EHV Bus 1865 | EHV Bus 3093 | b |  |  | 1
EHV Switch 4514 | EHV Bus 1866 | EHV Bus 3093 | b |  |  | 0
HV2 Switch 1 | HV2 Bus 7 | HV2 Bus 9 | b |  |  | 1
HV2 Switch 2 | HV2 Bus 8 | HV2 Bus 9 | b |  |  | 0
EHV Switch 4515 | EHV Bus 1866 | EHV Bus 3092 | b |  |  | 1
EHV Switch 4516 | EHV Bus 1865 | EHV Bus 3092 | b |  |  | 0
HV2 Switch 3 | HV2 Bus 7 | HV2 Bus 15 | b |  |  | 1
HV2 Switch 4 | HV2 Bus 8 | HV2 Bus 15 | b |  |  | 0
HV2 Switch 5 | HV2 Bus 23 | HV2 Bus 25 | b |  |  | 1
HV2 Switch 6 | HV2 Bus 24 | HV2 Bus 25 | b |  |  | 0
HV2 Switch 7 | HV2 Bus 172 | HV2 Bus 174 | b |  |  | 1
HV2 Switch 8 | HV2 Bus 173 | HV2 Bus 174 | b |  |  | 0
HV2 Switch 9 | HV2 Bus 182 | HV2 Bus 184 | b |  |  | 1
HV2 Switch 10 | HV2 Bus 183 | HV2 Bus 184 | b |  |  | 0
HV2 Switch 11 | HV2 Bus 322 | HV2 Bus 324 | b |  |  | 1
HV2 Switch 12 | HV2 Bus 323 | HV2 Bus 324 | b |  |  | 0
HV2 Switch 13 | HV2 Bus 38 | HV2 Bus 40 | b |  |  | 1
HV2 Switch 14 | HV2 Bus 39 | HV2 Bus 40 | b |  |  | 0
HV2 Switch 15 | HV2 Bus 187 | HV2 Bus 189 | b |  |  | 1
HV2 Switch 16 | HV2 Bus 188 | HV2 Bus 189 | b |  |  | 0
HV2 Switch 17 | HV2 Bus 257 | HV2 Bus 259 | b |  |  | 1
HV2 Switch 18 | HV2 Bus 258 | HV2 Bus 259 | b |  |  | 0
HV2 Switch 19 | HV2 Bus 323 | HV2 Bus 325 | b |  |  | 1
HV2 Switch 20 | HV2 Bus 322 | HV2 Bus 325 | b |  |  | 0
HV2 Switch 21 | HV2 Bus 226 | HV2 Bus 228 | b |  |  | 1
HV2 Switch 22 | HV2 Bus 227 | HV2 Bus 228 | b |  |  | 0
HV2 Switch 23 | HV2 Bus 322 | HV2 Bus 326 | b |  |  | 1
HV2 Switch 24 | HV2 Bus 323 | HV2 Bus 326 | b |  |  | 0
HV2 Switch 25 | HV2 Bus 78 | HV2 Bus 80 | b |  |  | 1
HV2 Switch 26 | HV2 Bus 79 | HV2 Bus 80 | b |  |  | 0
HV2 Switch 27 | HV2 Bus 83 | HV2 Bus 85 | b |  |  | 1
HV2 Switch 28 | HV2 Bus 84 | HV2 Bus 85 | b |  |  | 0
HV2 Switch 29 | HV2 Bus 296 | HV2 Bus 298 | b |  |  | 1
HV2 Switch 30 | HV2 Bus 297 | HV2 Bus 298 | b |  |  | 0
HV2 Switch 31 | HV2 Bus 199 | HV2 Bus 201 | b |  |  | 1
HV2 Switch 32 | HV2 Bus 200 | HV2 Bus 201 | b |  |  | 0
HV2 Switch 33 | HV2 Bus 61 | HV2 Bus 63 | b |  |  | 1
HV2 Switch 34 | HV2 Bus 62 | HV2 Bus 63 | b |  |  | 0
HV2 Switch 35 | HV2 Bus 200 | HV2 Bus 202 | b |  |  | 1
HV2 Switch 36 | HV2 Bus 199 | HV2 Bus 202 | b |  |  | 0
HV2 Switch 37 | HV2 Bus 297 | HV2 Bus 299 | b |  |  | 1
HV2 Switch 38 | HV2 Bus 296 | HV2 Bus 299 | b |  |  | 0
HV2 Switch 39 | HV2 Bus 108 | HV2 Bus 110 | b |  |  | 1
HV2 Switch 40 | HV2 Bus 109 | HV2 Bus 110 | b |  |  | 0
HV2 Switch 41 | HV2 Bus 339 | HV2 Bus 341 | b |  |  | 1
HV2 Switch 42 | HV2 Bus 340 | HV2 Bus 341 | b |  |  | 0
HV2 Switch 43 | HV2 Bus 7 | HV2 Bus 16 | b |  |  | 1
HV2 Switch 44 | HV2 Bus 8 | HV2 Bus 16 | b |  |  | 0
HV2 Switch 45 | HV2 Bus 53 | HV2 Bus 55 | b |  |  | 1
HV2 Switch 46 | HV2 Bus 54 | HV2 Bus 55 | b |  |  | 0
HV2 Switch 47 | HV2 Bus 75 | HV2 Bus 77 | b |  |  | 1
HV2 Switch 48 | HV2 Bus 76 | HV2 Bus 77 | b |  |  | 0
HV2 Switch 49 | HV2 Bus 182 | HV2 Bus 185 | b |  |  | 1
HV2 Switch 50 | HV2 Bus 183 | HV2 Bus 185 | b |  |  | 0
HV2 Switch 51 | HV2 Bus 175 | HV2 Bus 177 | b |  |  | 1
HV2 Switch 52 | HV2 Bus 176 | HV2 Bus 177 | b |  |  | 0
HV2 Switch 53 | HV2 Bus 229 | HV2 Bus 231 | b |  |  | 1
HV2 Switch 54 | HV2 Bus 230 | HV2 Bus 231 | b |  |  | 0
HV2 Switch 55 | HV2 Bus 27 | HV2 Bus 29 | b |  |  | 1
HV2 Switch 56 | HV2 Bus 28 | HV2 Bus 29 | b |  |  | 0
HV2 Switch 57 | HV2 Bus 206 | HV2 Bus 208 | b |  |  | 1
HV2 Switch 58 | HV2 Bus 207 | HV2 Bus 208 | b |  |  | 0
HV2 Switch 59 | HV2 Bus 212 | HV2 Bus 214 | b |  |  | 1
HV2 Switch 60 | HV2 Bus 213 | HV2 Bus 214 | b |  |  | 0
HV2 Switch 61 | HV2 Bus 62 | HV2 Bus 64 | b |  |  | 1
HV2 Switch 62 | HV2 Bus 61 | HV2 Bus 64 | b |  |  | 0
HV2 Switch 63 | HV2 Bus 212 | HV2 Bus 215 | b |  |  | 1
HV2 Switch 64 | HV2 Bus 213 | HV2 Bus 215 | b |  |  | 0
HV2 Switch 65 | HV2 Bus 8 | HV2 Bus 17 | b |  |  | 1
HV2 Switch 66 | HV2 Bus 7 | HV2 Bus 17 | b |  |  | 0
HV2 Switch 67 | HV2 Bus 340 | HV2 Bus 342 | b |  |  | 1
HV2 Switch 68 | HV2 Bus 339 | HV2 Bus 342 | b |  |  | 0
HV2 Switch 69 | HV2 Bus 349 | HV2 Bus 351 | b |  |  | 1
HV2 Switch 70 | HV2 Bus 350 | HV2 Bus 351 | b |  |  | 0
HV2 Switch 71 | HV2 Bus 216 | HV2 Bus 218 | b |  |  | 1
HV2 Switch 72 | HV2 Bus 217 | HV2 Bus 218 | b |  |  | 0
HV2 Switch 73 | HV2 Bus 199 | HV2 Bus 203 | b |  |  | 1
HV2 Switch 74 | HV2 Bus 200 | HV2 Bus 203 | b |  |  | 0
HV2 Switch 75 | HV2 Bus 39 | HV2 Bus 41 | b |  |  | 1
HV2 Switch 76 | HV2 Bus 38 | HV2 Bus 41 | b |  |  | 0
HV2 Switch 77 | HV2 Bus 323 | HV2 Bus 327 | b |  |  | 1
HV2 Switch 78 | HV2 Bus 322 | HV2 Bus 327 | b |  |  | 0
HV2 Switch 79 | HV2 Bus 38 | HV2 Bus 42 | b |  |  | 1
HV2 Switch 80 | HV2 Bus 39 | HV2 Bus 42 | b |  |  | 0
HV2 Switch 81 | HV2 Bus 108 | HV2 Bus 111 | b |  |  | 1
HV2 Switch 82 | HV2 Bus 109 | HV2 Bus 111 | b |  |  | 0
HV2 Switch 83 | HV2 Bus 7 | HV2 Bus 18 | b |  |  | 1
HV2 Switch 84 | HV2 Bus 8 | HV2 Bus 18 | b |  |  | 0
HV2 Switch 85 | HV2 Bus 46 | HV2 Bus 48 | b |  |  | 1
HV2 Switch 86 | HV2 Bus 47 | HV2 Bus 48 | b |  |  | 0
HV2 Switch 87 | HV2 Bus 280 | HV2 Bus 282 | b |  |  | 1
HV2 Switch 88 | HV2 Bus 281 | HV2 Bus 282 | b |  |  | 0
HV2 Switch 89 | HV2 Bus 65 | HV2 Bus 67 | b |  |  | 1
HV2 Switch 90 | HV2 Bus 66 | HV2 Bus 67 | b |  |  | 0
HV2 Switch 91 | HV2 Bus 152 | HV2 Bus 154 | b |  |  | 1
HV2 Switch 92 | HV2 Bus 153 | HV2 Bus 154 | b |  |  | 0
HV2 Switch 93 | HV2 Bus 236 | HV2 Bus 238 | b |  |  | 1
HV2 Switch 94 | HV2 Bus 237 | HV2 Bus 238 | b |  |  | 0
HV2 Switch 95 | HV2 Bus 71 | HV2 Bus 73 | b |  |  | 1
HV2 Switch 96 | HV2 Bus 72 | HV2 Bus 73 | b |  |  | 0
HV2 Switch 97 | HV2 Bus 243 | HV2 Bus 245 | b |  |  | 1
HV2 Switch 98 | HV2 Bus 244 | HV2 Bus 245 | b |  |  | 0
HV2 Switch 99 | HV2 Bus 270 | HV2 Bus 272 | b |  |  | 1
HV2 Switch 100 | HV2 Bus 271 | HV2 Bus 272 | b |  |  | 0
HV2 Switch 101 | HV2 Bus 318 | HV2 Bus 320 | b |  |  | 1
HV2 Switch 102 | HV2 Bus 319 | HV2 Bus 320 | b |  |  | 0
HV2 Switch 103 | HV2 Bus 192 | HV2 Bus 194 | b |  |  | 1
HV2 Switch 104 | HV2 Bus 193 | HV2 Bus 194 | b |  |  | 0
HV2 Switch 105 | HV2 Bus 221 | HV2 Bus 223 | b |  |  | 1
HV2 Switch 106 | HV2 Bus 222 | HV2 Bus 223 | b |  |  | 0
HV2 Switch 107 | HV2 Bus 229 | HV2 Bus 232 | b |  |  | 1
HV2 Switch 108 | HV2 Bus 230 | HV2 Bus 232 | b |  |  | 0
HV2 Switch 109 | HV2 Bus 354 | HV2 Bus 356 | b |  |  | 1
HV2 Switch 110 | HV2 Bus 355 | HV2 Bus 356 | b |  |  | 0
HV2 Switch 111 | HV2 Bus 72 | HV2 Bus 74 | b |  |  | 1
HV2 Switch 112 | HV2 Bus 71 | HV2 Bus 74 | b |  |  | 0
HV2 Switch 113 | HV2 Bus 222 | HV2 Bus 224 | b |  |  | 1
HV2 Switch 114 | HV2 Bus 221 | HV2 Bus 224 | b |  |  | 0
HV2 Switch 115 | HV2 Bus 133 | HV2 Bus 135 | b |  |  | 1
HV2 Switch 116 | HV2 Bus 134 | HV2 Bus 135 | b |  |  | 0
HV2 Switch 117 | HV2 Bus 260 | HV2 Bus 262 | b |  |  | 1
HV2 Switch 118 | HV2 Bus 261 | HV2 Bus 262 | b |  |  | 0
HV2 Switch 119 | HV2 Bus 187 | HV2 Bus 190 | b |  |  | 1
HV2 Switch 120 | HV2 Bus 188 | HV2 Bus 190 | b |  |  | 0
HV2 Switch 121 | HV2 Bus 265 | HV2 Bus 267 | b |  |  | 1
HV2 Switch 122 | HV2 Bus 266 | HV2 Bus 267 | b |  |  | 0
HV2 Switch 123 | HV2 Bus 188 | HV2 Bus 191 | b |  |  | 1
HV2 Switch 124 | HV2 Bus 187 | HV2 Bus 191 | b |  |  | 0
HV2 Switch 125 | HV2 Bus 266 | HV2 Bus 268 | b |  |  | 1
HV2 Switch 126 | HV2 Bus 265 | HV2 Bus 268 | b |  |  | 0
HV2 Switch 127 | HV2 Bus 33 | HV2 Bus 35 | b |  |  | 1
HV2 Switch 128 | HV2 Bus 34 | HV2 Bus 35 | b |  |  | 0
HV2 Switch 129 | HV2 Bus 265 | HV2 Bus 269 | b |  |  | 1
HV2 Switch 130 | HV2 Bus 266 | HV2 Bus 269 | b |  |  | 0
HV2 Switch 131 | HV2 Bus 98 | HV2 Bus 100 | b |  |  | 1
HV2 Switch 132 | HV2 Bus 99 | HV2 Bus 100 | b |  |  | 0
HV2 Switch 133 | HV2 Bus 270 | HV2 Bus 273 | b |  |  | 1
HV2 Switch 134 | HV2 Bus 271 | HV2 Bus 273 | b |  |  | 0
HV2 Switch 135 | HV2 Bus 195 | HV2 Bus 197 | b |  |  | 1
HV2 Switch 136 | HV2 Bus 196 | HV2 Bus 197 | b |  |  | 0
HV2 Switch 137 | HV2 Bus 183 | HV2 Bus 186 | b |  |  | 1
HV2 Switch 138 | HV2 Bus 182 | HV2 Bus 186 | b |  |  | 0
HV2 Switch 139 | HV2 Bus 105 | HV2 Bus 107 | b |  |  | 1
HV2 Switch 140 | HV2 Bus 106 | HV2 Bus 107 | b |  |  | 0
HV2 Switch 141 | HV2 Bus 176 | HV2 Bus 178 | b |  |  | 1
HV2 Switch 142 | HV2 Bus 175 | HV2 Bus 178 | b |  |  | 0
HV2 Switch 143 | HV2 Bus 237 | HV2 Bus 239 | b |  |  | 1
HV2 Switch 144 | HV2 Bus 236 | HV2 Bus 239 | b |  |  | 0
HV2 Switch 145 | HV2 Bus 350 | HV2 Bus 352 | b |  |  | 1
HV2 Switch 146 | HV2 Bus 349 | HV2 Bus 352 | b |  |  | 0
HV2 Switch 147 | HV2 Bus 7 | HV2 Bus 19 | b |  |  | 1
HV2 Switch 148 | HV2 Bus 8 | HV2 Bus 19 | b |  |  | 0
HV2 Switch 149 | HV2 Bus 119 | HV2 Bus 121 | b |  |  | 1
HV2 Switch 150 | HV2 Bus 120 | HV2 Bus 121 | b |  |  | 0
HV2 Switch 151 | HV2 Bus 207 | HV2 Bus 209 | b |  |  | 1
HV2 Switch 152 | HV2 Bus 206 | HV2 Bus 209 | b |  |  | 0
HV2 Switch 153 | HV2 Bus 155 | HV2 Bus 157 | b |  |  | 1
HV2 Switch 154 | HV2 Bus 156 | HV2 Bus 157 | b |  |  | 0
HV2 Switch 155 | HV2 Bus 102 | HV2 Bus 104 | b |  |  | 1
HV2 Switch 156 | HV2 Bus 103 | HV2 Bus 104 | b |  |  | 0
HV2 Switch 157 | HV2 Bus 349 | HV2 Bus 353 | b |  |  | 1
HV2 Switch 158 | HV2 Bus 350 | HV2 Bus 353 | b |  |  | 0
HV2 Switch 159 | HV2 Bus 357 | HV2 Bus 359 | b |  |  | 1
HV2 Switch 160 | HV2 Bus 358 | HV2 Bus 359 | b |  |  | 0
HV2 Switch 161 | HV2 Bus 109 | HV2 Bus 112 | b |  |  | 1
HV2 Switch 162 | HV2 Bus 108 | HV2 Bus 112 | b |  |  | 0
HV2 Switch 163 | HV2 Bus 236 | HV2 Bus 240 | b |  |  | 1
HV2 Switch 164 | HV2 Bus 237 | HV2 Bus 240 | b |  |  | 0
HV2 Switch 165 | HV2 Bus 49 | HV2 Bus 51 | b |  |  | 1
HV2 Switch 166 | HV2 Bus 50 | HV2 Bus 51 | b |  |  | 0
HV2 Switch 167 | HV2 Bus 109 | HV2 Bus 113 | b |  |  | 1
HV2 Switch 168 | HV2 Bus 108 | HV2 Bus 113 | b |  |  | 0
HV2 Switch 169 | HV2 Bus 50 | HV2 Bus 52 | b |  |  | 1
HV2 Switch 170 | HV2 Bus 49 | HV2 Bus 52 | b |  |  | 0
HV2 Switch 171 | HV2 Bus 86 | HV2 Bus 88 | b |  |  | 1
HV2 Switch 172 | HV2 Bus 87 | HV2 Bus 88 | b |  |  | 0
HV2 Switch 173 | HV2 Bus 141 | HV2 Bus 143 | b |  |  | 1
HV2 Switch 174 | HV2 Bus 142 | HV2 Bus 143 | b |  |  | 0
HV2 Switch 175 | HV2 Bus 281 | HV2 Bus 283 | b |  |  | 1
HV2 Switch 176 | HV2 Bus 280 | HV2 Bus 283 | b |  |  | 0
HV2 Switch 177 | HV2 Bus 142 | HV2 Bus 144 | b |  |  | 1
HV2 Switch 178 | HV2 Bus 141 | HV2 Bus 144 | b |  |  | 0
HV2 Switch 179 | HV2 Bus 280 | HV2 Bus 284 | b |  |  | 1
HV2 Switch 180 | HV2 Bus 281 | HV2 Bus 284 | b |  |  | 0
HV2 Switch 181 | HV2 Bus 260 | HV2 Bus 263 | b |  |  | 1
HV2 Switch 182 | HV2 Bus 261 | HV2 Bus 263 | b |  |  | 0
HV2 Switch 183 | HV2 Bus 313 | HV2 Bus 315 | b |  |  | 1
HV2 Switch 184 | HV2 Bus 314 | HV2 Bus 315 | b |  |  | 0
HV2 Switch 185 | HV2 Bus 53 | HV2 Bus 56 | b |  |  | 1
HV2 Switch 186 | HV2 Bus 54 | HV2 Bus 56 | b |  |  | 0
HV2 Switch 187 | HV2 Bus 361 | HV2 Bus 363 | b |  |  | 1
HV2 Switch 188 | HV2 Bus 362 | HV2 Bus 363 | b |  |  | 0
HV2 Switch 189 | HV2 Bus 125 | HV2 Bus 127 | b |  |  | 1
HV2 Switch 190 | HV2 Bus 126 | HV2 Bus 127 | b |  |  | 0
HV2 Switch 191 | HV2 Bus 130 | HV2 Bus 132 | b |  |  | 1
HV2 Switch 192 | HV2 Bus 131 | HV2 Bus 132 | b |  |  | 0
HV2 Switch 193 | HV2 Bus 217 | HV2 Bus 219 | b |  |  | 1
HV2 Switch 194 | HV2 Bus 216 | HV2 Bus 219 | b |  |  | 0
HV2 Switch 195 | HV2 Bus 125 | HV2 Bus 128 | b |  |  | 1
HV2 Switch 196 | HV2 Bus 126 | HV2 Bus 128 | b |  |  | 0
HV2 Switch 197 | HV2 Bus 149 | HV2 Bus 151 | b |  |  | 1
HV2 Switch 198 | HV2 Bus 150 | HV2 Bus 151 | b |  |  | 0
HV2 Switch 199 | HV2 Bus 137 | HV2 Bus 139 | b |  |  | 1
HV2 Switch 200 | HV2 Bus 138 | HV2 Bus 139 | b |  |  | 0
HV2 Switch 201 | HV2 Bus 141 | HV2 Bus 145 | b |  |  | 1
HV2 Switch 202 | HV2 Bus 142 | HV2 Bus 145 | b |  |  | 0
HV2 Switch 203 | HV2 Bus 65 | HV2 Bus 68 | b |  |  | 1
HV2 Switch 204 | HV2 Bus 66 | HV2 Bus 68 | b |  |  | 0
HV2 Switch 205 | HV2 Bus 155 | HV2 Bus 158 | b |  |  | 1
HV2 Switch 206 | HV2 Bus 156 | HV2 Bus 158 | b |  |  | 0
HV2 Switch 207 | HV2 Bus 141 | HV2 Bus 146 | b |  |  | 1
HV2 Switch 208 | HV2 Bus 142 | HV2 Bus 146 | b |  |  | 0
HV2 Switch 209 | HV2 Bus 246 | HV2 Bus 248 | b |  |  | 1
HV2 Switch 210 | HV2 Bus 247 | HV2 Bus 248 | b |  |  | 0
HV2 Switch 211 | HV2 Bus 8 | HV2 Bus 20 | b |  |  | 1
HV2 Switch 212 | HV2 Bus 7 | HV2 Bus 20 | b |  |  | 0
HV2 Switch 213 | HV2 Bus 247 | HV2 Bus 249 | b |  |  | 1
HV2 Switch 214 | HV2 Bus 246 | HV2 Bus 249 | b |  |  | 0
HV2 Switch 215 | HV2 Bus 290 | HV2 Bus 292 | b |  |  | 1
HV2 Switch 216 | HV2 Bus 291 | HV2 Bus 292 | b |  |  | 0
HV2 Switch 217 | HV2 Bus 246 | HV2 Bus 250 | b |  |  | 1
HV2 Switch 218 | HV2 Bus 247 | HV2 Bus 250 | b |  |  | 0
HV2 Switch 219 | HV2 Bus 329 | HV2 Bus 331 | b |  |  | 1
HV2 Switch 220 | HV2 Bus 330 | HV2 Bus 331 | b |  |  | 0
HV2 Switch 221 | HV2 Bus 247 | HV2 Bus 251 | b |  |  | 1
HV2 Switch 222 | HV2 Bus 246 | HV2 Bus 251 | b |  |  | 0
HV2 Switch 223 | HV2 Bus 362 | HV2 Bus 364 | b |  |  | 1
HV2 Switch 224 | HV2 Bus 361 | HV2 Bus 364 | b |  |  | 0
HV2 Switch 225 | HV2 Bus 291 | HV2 Bus 293 | b |  |  | 1
HV2 Switch 226 | HV2 Bus 290 | HV2 Bus 293 | b |  |  | 0
HV2 Switch 227 | HV2 Bus 138 | HV2 Bus 140 | b |  |  | 1
HV2 Switch 228 | HV2 Bus 137 | HV2 Bus 140 | b |  |  | 0
HV2 Switch 229 | HV2 Bus 142 | HV2 Bus 147 | b |  |  | 1
HV2 Switch 230 | HV2 Bus 141 | HV2 Bus 147 | b |  |  | 0
HV2 Switch 231 | HV2 Bus 330 | HV2 Bus 332 | b |  |  | 1
HV2 Switch 232 | HV2 Bus 329 | HV2 Bus 332 | b |  |  | 0
HV2 Switch 233 | HV2 Bus 1 | HV2 Bus 3 | b |  |  | 1
HV2 Switch 234 | HV2 Bus 2 | HV2 Bus 3 | b |  |  | 0
HV2 Switch 235 | HV2 Bus 361 | HV2 Bus 365 | b |  |  | 1
HV2 Switch 236 | HV2 Bus 362 | HV2 Bus 365 | b |  |  | 0
HV2 Switch 237 | HV2 Bus 2 | HV2 Bus 4 | b |  |  | 1
HV2 Switch 238 | HV2 Bus 1 | HV2 Bus 4 | b |  |  | 0
HV2 Switch 239 | HV2 Bus 306 | HV2 Bus 308 | b |  |  | 1
HV2 Switch 240 | HV2 Bus 307 | HV2 Bus 308 | b |  |  | 0
HV2 Switch 241 | HV2 Bus 307 | HV2 Bus 309 | b |  |  | 1
HV2 Switch 242 | HV2 Bus 306 | HV2 Bus 309 | b |  |  | 0
HV2 Switch 243 | HV2 Bus 1 | HV2 Bus 5 | b |  |  | 1
HV2 Switch 244 | HV2 Bus 2 | HV2 Bus 5 | b |  |  | 0
HV2 Switch 245 | HV2 Bus 310 | HV2 Bus 312 | b |  |  | 1
HV2 Switch 246 | HV2 Bus 311 | HV2 Bus 312 | b |  |  | 0
HV2 Switch 247 | HV2 Bus 126 | HV2 Bus 129 | b |  |  | 1
HV2 Switch 248 | HV2 Bus 125 | HV2 Bus 129 | b |  |  | 0
HV2 Switch 249 | HV2 Bus 168 | HV2 Bus 170 | b |  |  | 1
HV2 Switch 250 | HV2 Bus 169 | HV2 Bus 170 | b |  |  | 0
HV2 Switch 251 | HV2 Bus 2 | HV2 Bus 6 | b |  |  | 1
HV2 Switch 252 | HV2 Bus 1 | HV2 Bus 6 | b |  |  | 0
HV2 Switch 253 | HV2 Bus 169 | HV2 Bus 171 | b |  |  | 1
HV2 Switch 254 | HV2 Bus 168 | HV2 Bus 171 | b |  |  | 0
HV2 Switch 255 | HV2 Bus 286 | HV2 Bus 288 | b |  |  | 1
HV2 Switch 256 | HV2 Bus 287 | HV2 Bus 288 | b |  |  | 0
HV2 Switch 257 | HV2 Bus 329 | HV2 Bus 333 | b |  |  | 1
HV2 Switch 258 | HV2 Bus 330 | HV2 Bus 333 | b |  |  | 0
HV2 Switch 259 | HV2 Bus 361 | HV2 Bus 366 | b |  |  | 1
HV2 Switch 260 | HV2 Bus 362 | HV2 Bus 366 | b |  |  | 0
HV2 Switch 261 | HV2 Bus 165 | HV2 Bus 167 | b |  |  | 1
HV2 Switch 262 | HV2 Bus 166 | HV2 Bus 167 | b |  |  | 0
HV2 Switch 263 | HV2 Bus 362 | HV2 Bus 367 | b |  |  | 1
HV2 Switch 264 | HV2 Bus 361 | HV2 Bus 367 | b |  |  | 0
HV2 Switch 265 | HV2 Bus 216 | HV2 Bus 220 | b |  |  | 1
HV2 Switch 266 | HV2 Bus 217 | HV2 Bus 220 | b |  |  | 0
HV2 Switch 267 | HV2 Bus 274 | HV2 Bus 276 | b |  |  | 1
HV2 Switch 268 | HV2 Bus 275 | HV2 Bus 276 | b |  |  | 0
HV2 Switch 269 | HV2 Bus 358 | HV2 Bus 360 | b |  |  | 1
HV2 Switch 270 | HV2 Bus 357 | HV2 Bus 360 | b |  |  | 0
HV2 Switch 271 | HV2 Bus 8 | HV2 Bus 21 | b |  |  | 1
HV2 Switch 272 | HV2 Bus 7 | HV2 Bus 21 | b |  |  | 0
HV2 Switch 273 | HV2 Bus 290 | HV2 Bus 294 | b |  |  | 1
HV2 Switch 274 | HV2 Bus 291 | HV2 Bus 294 | b |  |  | 0
HV2 Switch 275 | HV2 Bus 108 | HV2 Bus 114 | b |  |  | 1
HV2 Switch 276 | HV2 Bus 109 | HV2 Bus 114 | b |  |  | 0
HV2 Switch 277 | HV2 Bus 322 | HV2 Bus 328 | b |  |  | 1
HV2 Switch 278 | HV2 Bus 323 | HV2 Bus 328 | b |  |  | 0
HV2 Switch 279 | HV2 Bus 24 | HV2 Bus 26 | b |  |  | 1
HV2 Switch 280 | HV2 Bus 23 | HV2 Bus 26 | b |  |  | 0
HV2 Switch 281 | HV2 Bus 175 | HV2 Bus 179 | b |  |  | 1
HV2 Switch 282 | HV2 Bus 176 | HV2 Bus 179 | b |  |  | 0
HV2 Switch 283 | HV2 Bus 34 | HV2 Bus 36 | b |  |  | 1
HV2 Switch 284 | HV2 Bus 33 | HV2 Bus 36 | b |  |  | 0
HV2 Switch 285 | HV2 Bus 93 | HV2 Bus 95 | b |  |  | 1
HV2 Switch 286 | HV2 Bus 94 | HV2 Bus 95 | b |  |  | 0
HV2 Switch 287 | HV2 Bus 87 | HV2 Bus 89 | b |  |  | 1
HV2 Switch 288 | HV2 Bus 86 | HV2 Bus 89 | b |  |  | 0
HV2 Switch 289 | HV2 Bus 336 | HV2 Bus 338 | b |  |  | 1
HV2 Switch 290 | HV2 Bus 337 | HV2 Bus 338 | b |  |  | 0
HV2 Switch 291 | HV2 Bus 296 | HV2 Bus 300 | b |  |  | 1
HV2 Switch 292 | HV2 Bus 297 | HV2 Bus 300 | b |  |  | 0
HV2 Switch 293 | HV2 Bus 78 | HV2 Bus 81 | b |  |  | 1
HV2 Switch 294 | HV2 Bus 79 | HV2 Bus 81 | b |  |  | 0
HV2 Switch 295 | HV2 Bus 297 | HV2 Bus 301 | b |  |  | 1
HV2 Switch 296 | HV2 Bus 296 | HV2 Bus 301 | b |  |  | 0
HV2 Switch 297 | HV2 Bus 319 | HV2 Bus 321 | b |  |  | 1
HV2 Switch 298 | HV2 Bus 318 | HV2 Bus 321 | b |  |  | 0
HV2 Switch 299 | HV2 Bus 296 | HV2 Bus 302 | b |  |  | 1
HV2 Switch 300 | HV2 Bus 297 | HV2 Bus 302 | b |  |  | 0
HV2 Switch 301 | HV2 Bus 314 | HV2 Bus 316 | b |  |  | 1
HV2 Switch 302 | HV2 Bus 313 | HV2 Bus 316 | b |  |  | 0
HV2 Switch 303 | HV2 Bus 196 | HV2 Bus 198 | b |  |  | 1
HV2 Switch 304 | HV2 Bus 195 | HV2 Bus 198 | b |  |  | 0
HV2 Switch 305 | HV2 Bus 90 | HV2 Bus 92 | b |  |  | 1
HV2 Switch 306 | HV2 Bus 91 | HV2 Bus 92 | b |  |  | 0
HV2 Switch 307 | HV2 Bus 122 | HV2 Bus 124 | b |  |  | 1
HV2 Switch 308 | HV2 Bus 123 | HV2 Bus 124 | b |  |  | 0
HV2 Switch 309 | HV2 Bus 286 | HV2 Bus 289 | b |  |  | 1
HV2 Switch 310 | HV2 Bus 287 | HV2 Bus 289 | b |  |  | 0
HV2 Switch 311 | HV2 Bus 79 | HV2 Bus 82 | b |  |  | 1
HV2 Switch 312 | HV2 Bus 78 | HV2 Bus 82 | b |  |  | 0
HV2 Switch 313 | HV2 Bus 254 | HV2 Bus 256 | b |  |  | 1
HV2 Switch 314 | HV2 Bus 255 | HV2 Bus 256 | b |  |  | 0
HV2 Switch 315 | HV2 Bus 33 | HV2 Bus 37 | b |  |  | 1
HV2 Switch 316 | HV2 Bus 34 | HV2 Bus 37 | b |  |  | 0
HV2 Switch 317 | HV2 Bus 221 | HV2 Bus 225 | b |  |  | 1
HV2 Switch 318 | HV2 Bus 222 | HV2 Bus 225 | b |  |  | 0
HV2 Switch 319 | HV2 Bus 134 | HV2 Bus 136 | b |  |  | 1
HV2 Switch 320 | HV2 Bus 133 | HV2 Bus 136 | b |  |  | 0
HV2 Switch 321 | HV2 Bus 206 | HV2 Bus 210 | b |  |  | 1
HV2 Switch 322 | HV2 Bus 207 | HV2 Bus 210 | b |  |  | 0
HV2 Switch 323 | HV2 Bus 43 | HV2 Bus 45 | b |  |  | 1
HV2 Switch 324 | HV2 Bus 44 | HV2 Bus 45 | b |  |  | 0
HV2 Switch 325 | HV2 Bus 108 | HV2 Bus 115 | b |  |  | 1
HV2 Switch 326 | HV2 Bus 109 | HV2 Bus 115 | b |  |  | 0
HV2 Switch 327 | HV2 Bus 99 | HV2 Bus 101 | b |  |  | 1
HV2 Switch 328 | HV2 Bus 98 | HV2 Bus 101 | b |  |  | 0
HV2 Switch 329 | HV2 Bus 274 | HV2 Bus 277 | b |  |  | 1
HV2 Switch 330 | HV2 Bus 275 | HV2 Bus 277 | b |  |  | 0
HV2 Switch 331 | HV2 Bus 28 | HV2 Bus 30 | b |  |  | 1
HV2 Switch 332 | HV2 Bus 27 | HV2 Bus 30 | b |  |  | 0
HV2 Switch 333 | HV2 Bus 230 | HV2 Bus 233 | b |  |  | 1
HV2 Switch 334 | HV2 Bus 229 | HV2 Bus 233 | b |  |  | 0
EHV Switch 4517 | EHV Bus 1866 | EHV Bus 3094 | b |  |  | 1
EHV Switch 4518 | EHV Bus 1865 | EHV Bus 3094 | b |  |  | 0
HV2 Switch 335 | HV2 Bus 7 | HV2 Bus 22 | b |  |  | 1
HV2 Switch 336 | HV2 Bus 8 | HV2 Bus 22 | b |  |  | 0
HV2 Switch 337 | HV2 Bus 1 | HV2 Bus 2 | b |  |  | 1
HV2 Switch 338 | HV2 Bus 7 | HV2 Bus 8 | b |  |  | 1
HV2 Switch 339 | HV2 Bus 23 | HV2 Bus 24 | b |  |  | 1
HV2 Switch 340 | HV2 Bus 27 | HV2 Bus 28 | b |  |  | 1
HV2 Switch 341 | HV2 Bus 33 | HV2 Bus 34 | b |  |  | 1
HV2 Switch 342 | HV2 Bus 38 | HV2 Bus 39 | b |  |  | 1
HV2 Switch 343 | HV2 Bus 43 | HV2 Bus 44 | b |  |  | 1
HV2 Switch 344 | HV2 Bus 46 | HV2 Bus 47 | b |  |  | 1
HV2 Switch 345 | HV2 Bus 49 | HV2 Bus 50 | b |  |  | 1
HV2 Switch 346 | HV2 Bus 53 | HV2 Bus 54 | b |  |  | 1
HV2 Switch 347 | HV2 Bus 59 | HV2 Bus 60 | b |  |  | 1
HV2 Switch 348 | HV2 Bus 61 | HV2 Bus 62 | b |  |  | 1
HV2 Switch 349 | HV2 Bus 65 | HV2 Bus 66 | b |  |  | 1
HV2 Switch 350 | HV2 Bus 71 | HV2 Bus 72 | b |  |  | 1
HV2 Switch 351 | HV2 Bus 75 | HV2 Bus 76 | b |  |  | 1
HV2 Switch 352 | HV2 Bus 78 | HV2 Bus 79 | b |  |  | 1
HV2 Switch 353 | HV2 Bus 83 | HV2 Bus 84 | b |  |  | 1
HV2 Switch 354 | HV2 Bus 86 | HV2 Bus 87 | b |  |  | 1
HV2 Switch 355 | HV2 Bus 90 | HV2 Bus 91 | b |  |  | 1
HV2 Switch 356 | HV2 Bus 93 | HV2 Bus 94 | b |  |  | 1
HV2 Switch 357 | HV2 Bus 96 | HV2 Bus 97 | b |  |  | 1
HV2 Switch 358 | HV2 Bus 98 | HV2 Bus 99 | b |  |  | 1
HV2 Switch 359 | HV2 Bus 102 | HV2 Bus 103 | b |  |  | 1
HV2 Switch 360 | HV2 Bus 105 | HV2 Bus 106 | b |  |  | 1
HV2 Switch 361 | HV2 Bus 108 | HV2 Bus 109 | b |  |  | 1
HV2 Switch 362 | HV2 Bus 119 | HV2 Bus 120 | b |  |  | 1
HV2 Switch 363 | HV2 Bus 122 | HV2 Bus 123 | b |  |  | 1
HV2 Switch 364 | HV2 Bus 125 | HV2 Bus 126 | b |  |  | 1
HV2 Switch 365 | HV2 Bus 130 | HV2 Bus 131 | b |  |  | 1
HV2 Switch 366 | HV2 Bus 133 | HV2 Bus 134 | b |  |  | 1
HV2 Switch 367 | HV2 Bus 137 | HV2 Bus 138 | b |  |  | 1
HV2 Switch 368 | HV2 Bus 141 | HV2 Bus 142 | b |  |  | 1
HV2 Switch 369 | HV2 Bus 149 | HV2 Bus 150 | b |  |  | 1
HV2 Switch 370 | HV2 Bus 152 | HV2 Bus 153 | b |  |  | 1
HV2 Switch 371 | HV2 Bus 155 | HV2 Bus 156 | b |  |  | 1
HV2 Switch 372 | HV2 Bus 161 | HV2 Bus 162 | b |  |  | 1
HV2 Switch 373 | HV2 Bus 163 | HV2 Bus 164 | b |  |  | 1
HV2 Switch 374 | HV2 Bus 165 | HV2 Bus 166 | b |  |  | 1
HV2 Switch 375 | HV2 Bus 168 | HV2 Bus 169 | b |  |  | 1
HV2 Switch 376 | HV2 Bus 172 | HV2 Bus 173 | b |  |  | 1
HV2 Switch 377 | HV2 Bus 175 | HV2 Bus 176 | b |  |  | 1
HV2 Switch 378 | HV2 Bus 182 | HV2 Bus 183 | b |  |  | 1
HV2 Switch 379 | HV2 Bus 187 | HV2 Bus 188 | b |  |  | 1
HV2 Switch 380 | HV2 Bus 192 | HV2 Bus 193 | b |  |  | 1
HV2 Switch 381 | HV2 Bus 195 | HV2 Bus 196 | b |  |  | 1
HV2 Switch 382 | HV2 Bus 199 | HV2 Bus 200 | b |  |  | 1
HV2 Switch 383 | HV2 Bus 204 | HV2 Bus 205 | b |  |  | 1
HV2 Switch 384 | HV2 Bus 206 | HV2 Bus 207 | b |  |  | 1
HV2 Switch 385 | HV2 Bus 212 | HV2 Bus 213 | b |  |  | 1
HV2 Switch 386 | HV2 Bus 216 | HV2 Bus 217 | b |  |  | 1
HV2 Switch 387 | HV2 Bus 221 | HV2 Bus 222 | b |  |  | 1
HV2 Switch 388 | HV2 Bus 226 | HV2 Bus 227 | b |  |  | 1
HV2 Switch 389 | HV2 Bus 229 | HV2 Bus 230 | b |  |  | 1
HV2 Switch 390 | HV2 Bus 236 | HV2 Bus 237 | b |  |  | 1
HV2 Switch 391 | HV2 Bus 243 | HV2 Bus 244 | b |  |  | 1
HV2 Switch 392 | HV2 Bus 246 | HV2 Bus 247 | b |  |  | 1
HV2 Switch 393 | HV2 Bus 254 | HV2 Bus 255 | b |  |  | 1
HV2 Switch 394 | HV2 Bus 257 | HV2 Bus 258 | b |  |  | 1
HV2 Switch 395 | HV2 Bus 260 | HV2 Bus 261 | b |  |  | 1
HV2 Switch 396 | HV2 Bus 265 | HV2 Bus 266 | b |  |  | 1
HV2 Switch 397 | HV2 Bus 270 | HV2 Bus 271 | b |  |  | 1
HV2 Switch 398 | HV2 Bus 274 | HV2 Bus 275 | b |  |  | 1
HV2 Switch 399 | HV2 Bus 278 | HV2 Bus 279 | b |  |  | 1
HV2 Switch 400 | HV2 Bus 280 | HV2 Bus 281 | b |  |  | 1
HV2 Switch 401 | HV2 Bus 286 | HV2 Bus 287 | b |  |  | 1
HV2 Switch 402 | HV2 Bus 290 | HV2 Bus 291 | b |  |  | 1
HV2 Switch 403 | HV2 Bus 296 | HV2 Bus 297 | b |  |  | 1
HV2 Switch 404 | HV2 Bus 304 | HV2 Bus 305 | b |  |  | 1
HV2 Switch 405 | HV2 Bus 306 | HV2 Bus 307 | b |  |  | 1
HV2 Switch 406 | HV2 Bus 310 | HV2 Bus 311 | b |  |  | 1
HV2 Switch 407 | HV2 Bus 313 | HV2 Bus 314 | b |  |  | 1
HV2 Switch 408 | HV2 Bus 318 | HV2 Bus 319 | b |  |  | 1
HV2 Switch 409 | HV2 Bus 322 | HV2 Bus 323 | b |  |  | 1
HV2 Switch 410 | HV2 Bus 329 | HV2 Bus 330 | b |  |  | 1
HV2 Switch 411 | HV2 Bus 336 | HV2 Bus 337 | b |  |  | 1
HV2 Switch 412 | HV2 Bus 339 | HV2 Bus 340 | b |  |  | 1
HV2 Switch 413 | HV2 Bus 347 | HV2 Bus 348 | b |  |  | 1
HV2 Switch 414 | HV2 Bus 349 | HV2 Bus 350 | b |  |  | 1
HV2 Switch 415 | HV2 Bus 354 | HV2 Bus 355 | b |  |  | 1
HV2 Switch 416 | HV2 Bus 357 | HV2 Bus 358 | b |  |  | 1
HV2 Switch 417 | HV2 Bus 361 | HV2 Bus 362 | b |  |  | 1
HV2 Switch 418 | HV2 Bus 108 | HV2 Bus 116 | b |  |  | 1
HV2 Switch 419 | HV2 Bus 109 | HV2 Bus 116 | b |  |  | 0
HV2 Switch 420 | HV2 Bus 339 | HV2 Bus 343 | b |  |  | 1
HV2 Switch 421 | HV2 Bus 340 | HV2 Bus 343 | b |  |  | 0
HV2 Switch 422 | HV2 Bus 8 | HV2 Bus 10 | b |  |  | 1
HV2 Switch 423 | HV2 Bus 7 | HV2 Bus 10 | b |  |  | 0
HV2 Switch 424 | HV2 Bus 340 | HV2 Bus 344 | b |  |  | 1
HV2 Switch 425 | HV2 Bus 339 | HV2 Bus 344 | b |  |  | 0
HV2 Switch 426 | HV2 Bus 280 | HV2 Bus 285 | b |  |  | 1
HV2 Switch 427 | HV2 Bus 281 | HV2 Bus 285 | b |  |  | 0
HV2 Switch 428 | HV2 Bus 246 | HV2 Bus 252 | b |  |  | 1
HV2 Switch 429 | HV2 Bus 247 | HV2 Bus 252 | b |  |  | 0
HV2 Switch 430 | HV2 Bus 329 | HV2 Bus 334 | b |  |  | 1
HV2 Switch 431 | HV2 Bus 330 | HV2 Bus 334 | b |  |  | 0
HV2 Switch 432 | HV2 Bus 330 | HV2 Bus 335 | b |  |  | 1
HV2 Switch 433 | HV2 Bus 329 | HV2 Bus 335 | b |  |  | 0
HV2 Switch 434 | HV2 Bus 53 | HV2 Bus 57 | b |  |  | 1
HV2 Switch 435 | HV2 Bus 54 | HV2 Bus 57 | b |  |  | 0
HV2 Switch 436 | HV2 Bus 8 | HV2 Bus 11 | b |  |  | 1
HV2 Switch 437 | HV2 Bus 7 | HV2 Bus 11 | b |  |  | 0
HV2 Switch 438 | HV2 Bus 340 | HV2 Bus 345 | b |  |  | 1
HV2 Switch 439 | HV2 Bus 339 | HV2 Bus 345 | b |  |  | 0
HV2 Switch 440 | HV2 Bus 7 | HV2 Bus 12 | b |  |  | 1
HV2 Switch 441 | HV2 Bus 8 | HV2 Bus 12 | b |  |  | 0
HV2 Switch 442 | HV2 Bus 53 | HV2 Bus 58 | b |  |  | 1
HV2 Switch 443 | HV2 Bus 54 | HV2 Bus 58 | b |  |  | 0
HV2 Switch 444 | HV2 Bus 108 | HV2 Bus 117 | b |  |  | 1
HV2 Switch 445 | HV2 Bus 109 | HV2 Bus 117 | b |  |  | 0
HV2 Switch 446 | HV2 Bus 339 | HV2 Bus 346 | b |  |  | 1
HV2 Switch 447 | HV2 Bus 340 | HV2 Bus 346 | b |  |  | 0
HV2 Switch 448 | HV2 Bus 8 | HV2 Bus 13 | b |  |  | 1
HV2 Switch 449 | HV2 Bus 7 | HV2 Bus 13 | b |  |  | 0
HV2 Switch 450 | HV2 Bus 290 | HV2 Bus 295 | b |  |  | 1
HV2 Switch 451 | HV2 Bus 291 | HV2 Bus 295 | b |  |  | 0
HV2 Switch 452 | HV2 Bus 65 | HV2 Bus 69 | b |  |  | 1
HV2 Switch 453 | HV2 Bus 66 | HV2 Bus 69 | b |  |  | 0
HV2 Switch 454 | HV2 Bus 155 | HV2 Bus 159 | b |  |  | 1
HV2 Switch 455 | HV2 Bus 156 | HV2 Bus 159 | b |  |  | 0
HV2 Switch 456 | HV2 Bus 246 | HV2 Bus 253 | b |  |  | 1
HV2 Switch 457 | HV2 Bus 247 | HV2 Bus 253 | b |  |  | 0
HV2 Switch 458 | HV2 Bus 8 | HV2 Bus 14 | b |  |  | 1
HV2 Switch 459 | HV2 Bus 7 | HV2 Bus 14 | b |  |  | 0
HV2 Switch 460 | HV2 Bus 65 | HV2 Bus 70 | b |  |  | 1
HV2 Switch 461 | HV2 Bus 66 | HV2 Bus 70 | b |  |  | 0
HV2 Switch 462 | HV2 Bus 155 | HV2 Bus 160 | b |  |  | 1
HV2 Switch 463 | HV2 Bus 156 | HV2 Bus 160 | b |  |  | 0
HV2 Switch 464 | HV2 Bus 109 | HV2 Bus 118 | b |  |  | 1
HV2 Switch 465 | HV2 Bus 108 | HV2 Bus 118 | b |  |  | 0
HV2 Switch 466 | HV2 Bus 236 | HV2 Bus 241 | b |  |  | 1
HV2 Switch 467 | HV2 Bus 237 | HV2 Bus 241 | b |  |  | 0
HV2 Switch 468 | HV2 Bus 176 | HV2 Bus 180 | b |  |  | 1
HV2 Switch 469 | HV2 Bus 175 | HV2 Bus 180 | b |  |  | 0
HV2 Switch 470 | HV2 Bus 237 | HV2 Bus 242 | b |  |  | 1
HV2 Switch 471 | HV2 Bus 236 | HV2 Bus 242 | b |  |  | 0
HV2 Switch 472 | HV2 Bus 175 | HV2 Bus 181 | b |  |  | 1
HV2 Switch 473 | HV2 Bus 176 | HV2 Bus 181 | b |  |  | 0
HV2 Switch 474 | HV2 Bus 229 | HV2 Bus 234 | b |  |  | 1
HV2 Switch 475 | HV2 Bus 230 | HV2 Bus 234 | b |  |  | 0
HV2 Switch 476 | HV2 Bus 141 | HV2 Bus 148 | b |  |  | 1
HV2 Switch 477 | HV2 Bus 142 | HV2 Bus 148 | b |  |  | 0
HV2 Switch 478 | HV2 Bus 28 | HV2 Bus 31 | b |  |  | 1
HV2 Switch 479 | HV2 Bus 27 | HV2 Bus 31 | b |  |  | 0
HV2 Switch 480 | HV2 Bus 230 | HV2 Bus 235 | b |  |  | 1
HV2 Switch 481 | HV2 Bus 229 | HV2 Bus 235 | b |  |  | 0
HV2 Switch 482 | HV2 Bus 297 | HV2 Bus 303 | b |  |  | 1
HV2 Switch 483 | HV2 Bus 296 | HV2 Bus 303 | b |  |  | 0
HV2 Switch 484 | HV2 Bus 27 | HV2 Bus 32 | b |  |  | 1
HV2 Switch 485 | HV2 Bus 28 | HV2 Bus 32 | b |  |  | 0
HV2 Switch 486 | HV2 Bus 206 | HV2 Bus 211 | b |  |  | 1
HV2 Switch 487 | HV2 Bus 207 | HV2 Bus 211 | b |  |  | 0
HV2 Switch 488 | HV2 Bus 260 | HV2 Bus 264 | b |  |  | 1
HV2 Switch 489 | HV2 Bus 261 | HV2 Bus 264 | b |  |  | 0
HV2 Switch 490 | HV2 Bus 313 | HV2 Bus 317 | b |  |  | 1
HV2 Switch 491 | HV2 Bus 314 | HV2 Bus 317 | b |  |  | 0

## tr_type
name | vn_hv_kv | vn_lv_kv | sn_mva | vk_percent | vkr_percent | pfe_kw | i0_percent | shift_degree | tap_side | tap_neutral | tap_min | tap_max | tap_step_percent | tap_step_degree | tap_phase_shifter
300MVA_220/110 | 220 | 110 | 300 | 12 | 0.26 | 70 | 0.07 | 0 | hv | 0 | -9 | 9 | 1.5 | 0 | 0

## ln_type
name | r_ohm_per_km | x_ohm_per_km | c_nf_per_km | r0_ohm_per_km | x0_ohm_per_km | c0_nf_per_km | max_i_ka | g_us_per_km | g0_us_per_km | type
1x630_RM/50 | 0.122 | 0.12252 | 187 | 0.122 | 0.12252 | 187 | 0.652 |  |  | cable
Al/St_265/35 | 0.1095 | 0.296 | 8.9999 | 0.1095 | 0.296 | 1.1264 | 0.68 |  |  | ohl

## profiles
asset | HV2 Sgen 57 | HV2 Sgen 58 | HV2 Sgen 59 | HV2 Sgen 60 | HV2 Sgen 61 | HV2 Sgen 62 | HV2 Sgen 63 | HV2 Sgen 64 | HV2 Sgen 65 | HV2 Sgen 66 | HV2 Sgen 67 | HV2 Sgen 68 | HV2 Sgen 69 | HV2 Sgen 70 | HV2 Sgen 71 | HV2 Sgen 72 | HV2 Sgen 73 | HV2 Sgen 74 | HV2 Sgen 75 | HV2 Sgen 76 | HV2 Sgen 77 | HV2 Sgen 78 | HV2 Sgen 79 | HV2 Sgen 80 | HV2 Sgen 81 | HV2 Sgen 82 | HV2 Sgen 83 | HV2 Sgen 84 | HV2 Sgen 85 | HV2 Sgen 86 | HV2 Sgen 87 | HV2 Sgen 88 | HV2 Sgen 89 | HV2 Sgen 90 | HV2 Sgen 91 | HV2 Sgen 92 | HV2 Sgen 93 | HV2 Sgen 94 | HV2 Sgen 95 | HV2 Sgen 96 | HV2 Sgen 97 | HV2 Sgen 98 | HV2 Load 1 | HV2 Load 2 | HV2 Load 3 | HV2 Load 4 | HV2 Load 5 | HV2 Load 6 | HV2 Load 7 | HV2 Load 8 | HV2 Load 9 | HV2 Load 10 | HV2 Load 11 | HV2 Load 12 | HV2 Load 13 | HV2 Load 14 | HV2 Load 15 | HV2 Load 16 | HV2 Load 17 | HV2 Load 18 | HV2 Load 19 | HV2 Load 20 | HV2 Load 21 | HV2 Load 22 | HV2 Load 23 | HV2 Load 24 | HV2 Load 25 | HV2 Load 26 | HV2 Load 27 | HV2 Load 28 | HV2 Load 29 | HV2 Load 30 | HV2 Load 31 | HV2 Load 32 | HV2 Load 33 | HV2 Load 34 | HV2 Load 35 | HV2 Load 36 | HV2 Load 37 | HV2 Load 38 | HV2 Load 39 | HV2 Load 40 | HV2 Load 41 | HV2 Load 42 | HV2 Load 43 | HV2 Load 44 | HV2 Load 45 | HV2 Load 46 | HV2 Load 47 | HV2 Load 48 | HV2 Load 49 | HV2 Load 50 | HV2 Load 51 | HV2 Load 52 | HV2 Load 53 | HV2 Load 54 | HV2 Load 55 | HV2 Load 56 | HV2 Load 57 | HV2 Load 58 | HV2 Load 59 | HV2 Load 60 | HV2 Load 61 | HV2 Load 62 | HV2 Load 63 | HV2 Load 64 | HV2 Load 65 | HV2 Load 66 | HV2 Load 67 | HV2 Load 68 | HV2 Load 69 | HV2 Load 70 | HV2 Load 71 | HV2 Load 72 | HV2 Load 73 | HV2 Load 74 | HV2 Load 75 | HV2 Load 76 | HV2 Load 77 | HV2 Load 78 | HV2 Load 79
field | max_p_mw | max_p_mw | max_p_mw | max_p_mw | max_p_mw | max_p_mw | max_p_mw | max_p_mw | max_p_mw | max_p_mw | max_p_mw | max_p_mw | max_p_mw | max_p_mw | max_p_mw | max_p_mw | max_p_mw | max_p_mw | max_p_mw | max_p_mw | max_p_mw | max_p_mw | max_p_mw | max_p_mw | max_p_mw | max_p_mw | max_p_mw | max_p_mw | max_p_mw | max_p_mw | max_p_mw | max_p_mw | max_p_mw | max_p_mw | max_p_mw | max_p_mw | max_p_mw | max_p_mw | max_p_mw | max_p_mw | max_p_mw | max_p_mw | max_p_mw | max_p_mw | max_p_mw | max_p_mw | max_p_mw | max_p_mw | max_p_mw | max_p_mw | max_p_mw | max_p_mw | max_p_mw | max_p_mw | max_p_mw | max_p_mw | max_p_mw | max_p_mw | max_p_mw | max_p_mw | max_p_mw | max_p_mw | max_p_mw | max_p_mw | max_p_mw | max_p_mw | max_p_mw | max_p_mw | max_p_mw | max_p_mw | max_p_mw | max_p_mw | max_p_mw | max_p_mw | max_p_mw | max_p_mw | max_p_mw | max_p_mw | max_p_mw | max_p_mw | max_p_mw | max_p_mw | max_p_mw | max_p_mw | max_p_mw | max_p_mw | max_p_mw | max_p_mw | max_p_mw | max_p_mw | max_p_mw | max_p_mw | max_p_mw | max_p_mw | max_p_mw | max_p_mw | max_p_mw | max_p_mw | max_p_mw | max_p_mw | max_p_mw | max_p_mw | max_p_mw | max_p_mw | max_p_mw | max_p_mw | max_p_mw | max_p_mw | max_p_mw | max_p_mw | max_p_mw | max_p_mw | max_p_mw | max_p_mw | max_p_mw | max_p_mw | max_p_mw | max_p_mw | max_p_mw | max_p_mw | max_p_mw
2022-01-01 | #REF! | #REF! | #REF! | #REF! | #REF! | #REF! | #REF! | #REF! | #REF! | #REF! | #REF! | #REF! | #REF! | #REF! | #REF! | #REF! | #REF! | #REF! | #REF! | #REF! | #REF! | #REF! | #REF! | #REF! | #REF! | #REF! | #REF! | #REF! | #REF! | #REF! | #REF! | #REF! | #REF! | #REF! | #REF! | #REF! | #REF! | #REF! | #REF! | #REF! | #REF! | #REF! | #REF! | #REF! | #REF! | #REF! | #REF! | #REF! | #REF! | #REF! | #REF! | #REF! | #REF! | #REF! | #REF! | #REF! | #REF! | #REF! | #REF! | #REF! | #REF! | #REF! | #REF! | #REF! | #REF! | #REF! | #REF! | #REF! | #REF! | #REF! | #REF! | #REF! | #REF! | #REF! | #REF! | #REF! | #REF! | #REF! | #REF! | #REF! | #REF! | #REF! | #REF! | #REF! | #REF! | #REF! | #REF! | #REF! | #REF! | #REF! | #REF! | #REF! | #REF! | #REF! | #REF! | #REF! | #REF! | #REF! | #REF! | #REF! | #REF! | #REF! | #REF! | #REF! | #REF! | #REF! | #REF! | #REF! | #REF! | #REF! | #REF! | #REF! | #REF! | #REF! | #REF! | #REF! | #REF! | #REF! | #REF! | #REF! | #REF!
2022-01-01 01:00 | #REF! | #REF! | #REF! | #REF! | #REF! | #REF! | #REF! | #REF! | #REF! | #REF! | #REF! | #REF! | #REF! | #REF! | #REF! | #REF! | #REF! | #REF! | #REF! | #REF! | #REF! | #REF! | #REF! | #REF! | #REF! | #REF! | #REF! | #REF! | #REF! | #REF! | #REF! | #REF! | #REF! | #REF! | #REF! | #REF! | #REF! | #REF! | #REF! | #REF! | #REF! | #REF! | #REF! | #REF! | #REF! | #REF! | #REF! | #REF! | #REF! | #REF! | #REF! | #REF! | #REF! | #REF! | #REF! | #REF! | #REF! | #REF! | #REF! | #REF! | #REF! | #REF! | #REF! | #REF! | #REF! | #REF! | #REF! | #REF! | #REF! | #REF! | #REF! | #REF! | #REF! | #REF! | #REF! | #REF! | #REF! | #REF! | #REF! | #REF! | #REF! | #REF! | #REF! | #REF! | #REF! | #REF! | #REF! | #REF! | #REF! | #REF! | #REF! | #REF! | #REF! | #REF! | #REF! | #REF! | #REF! | #REF! | #REF! | #REF! | #REF! | #REF! | #REF! | #REF! | #REF! | #REF! | #REF! | #REF! | #REF! | #REF! | #REF! | #REF! | #REF! | #REF! | #REF! | #REF! | #REF! | #REF! | #REF! | #REF! | #REF!
2022-01-01 02:00 | #REF! | #REF! | #REF! | #REF! | #REF! | #REF! | #REF! | #REF! | #REF! | #REF! | #REF! | #REF! | #REF! | #REF! | #REF! | #REF! | #REF! | #REF! | #REF! | #REF! | #REF! | #REF! | #REF! | #REF! | #REF! | #REF! | #REF! | #REF! | #REF! | #REF! | #REF! | #REF! | #REF! | #REF! | #REF! | #REF! | #REF! | #REF! | #REF! | #REF! | #REF! | #REF! | #REF! | #REF! | #REF! | #REF! | #REF! | #REF! | #REF! | #REF! | #REF! | #REF! | #REF! | #REF! | #REF! | #REF! | #REF! | #REF! | #REF! | #REF! | #REF! | #REF! | #REF! | #REF! | #REF! | #REF! | #REF! | #REF! | #REF! | #REF! | #REF! | #REF! | #REF! | #REF! | #REF! | #REF! | #REF! | #REF! | #REF! | #REF! | #REF! | #REF! | #REF! | #REF! | #REF! | #REF! | #REF! | #REF! | #REF! | #REF! | #REF! | #REF! | #REF! | #REF! | #REF! | #REF! | #REF! | #REF! | #REF! | #REF! | #REF! | #REF! | #REF! | #REF! | #REF! | #REF! | #REF! | #REF! | #REF! | #REF! | #REF! | #REF! | #REF! | #REF! | #REF! | #REF! | #REF! | #REF! | #REF! | #REF! | #REF!
2022-01-01 03:00 | #REF! | #REF! | #REF! | #REF! | #REF! | #REF! | #REF! | #REF! | #REF! | #REF! | #REF! | #REF! | #REF! | #REF! | #REF! | #REF! | #REF! | #REF! | #REF! | #REF! | #REF! | #REF! | #REF! | #REF! | #REF! | #REF! | #REF! | #REF! | #REF! | #REF! | #REF! | #REF! | #REF! | #REF! | #REF! | #REF! | #REF! | #REF! | #REF! | #REF! | #REF! | #REF! | #REF! | #REF! | #REF! | #REF! | #REF! | #REF! | #REF! | #REF! | #REF! | #REF! | #REF! | #REF! | #REF! | #REF! | #REF! | #REF! | #REF! | #REF! | #REF! | #REF! | #REF! | #REF! | #REF! | #REF! | #REF! | #REF! | #REF! | #REF! | #REF! | #REF! | #REF! | #REF! | #REF! | #REF! | #REF! | #REF! | #REF! | #REF! | #REF! | #REF! | #REF! | #REF! | #REF! | #REF! | #REF! | #REF! | #REF! | #REF! | #REF! | #REF! | #REF! | #REF! | #REF! | #REF! | #REF! | #REF! | #REF! | #REF! | #REF! | #REF! | #REF! | #REF! | #REF! | #REF! | #REF! | #REF! | #REF! | #REF! | #REF! | #REF! | #REF! | #REF! | #REF! | #REF! | #REF! | #REF! | #REF! | #REF! | #REF!
2022-01-01 04:00 | #REF! | #REF! | #REF! | #REF! | #REF! | #REF! | #REF! | #REF! | #REF! | #REF! | #REF! | #REF! | #REF! | #REF! | #REF! | #REF! | #REF! | #REF! | #REF! | #REF! | #REF! | #REF! | #REF! | #REF! | #REF! | #REF! | #REF! | #REF! | #REF! | #REF! | #REF! | #REF! | #REF! | #REF! | #REF! | #REF! | #REF! | #REF! | #REF! | #REF! | #REF! | #REF! | #REF! | #REF! | #REF! | #REF! | #REF! | #REF! | #REF! | #REF! | #REF! | #REF! | #REF! | #REF! | #REF! | #REF! | #REF! | #REF! | #REF! | #REF! | #REF! | #REF! | #REF! | #REF! | #REF! | #REF! | #REF! | #REF! | #REF! | #REF! | #REF! | #REF! | #REF! | #REF! | #REF! | #REF! | #REF! | #REF! | #REF! | #REF! | #REF! | #REF! | #REF! | #REF! | #REF! | #REF! | #REF! | #REF! | #REF! | #REF! | #REF! | #REF! | #REF! | #REF! | #REF! | #REF! | #REF! | #REF! | #REF! | #REF! | #REF! | #REF! | #REF! | #REF! | #REF! | #REF! | #REF! | #REF! | #REF! | #REF! | #REF! | #REF! | #REF! | #REF! | #REF! | #REF! | #REF! | #REF! | #REF! | #REF! | #REF!
2022-01-01 05:00 | #REF! | #REF! | #REF! | #REF! | #REF! | #REF! | #REF! | #REF! | #REF! | #REF! | #REF! | #REF! | #REF! | #REF! | #REF! | #REF! | #REF! | #REF! | #REF! | #REF! | #REF! | #REF! | #REF! | #REF! | #REF! | #REF! | #REF! | #REF! | #REF! | #REF! | #REF! | #REF! | #REF! | #REF! | #REF! | #REF! | #REF! | #REF! | #REF! | #REF! | #REF! | #REF! | #REF! | #REF! | #REF! | #REF! | #REF! | #REF! | #REF! | #REF! | #REF! | #REF! | #REF! | #REF! | #REF! | #REF! | #REF! | #REF! | #REF! | #REF! | #REF! | #REF! | #REF! | #REF! | #REF! | #REF! | #REF! | #REF! | #REF! | #REF! | #REF! | #REF! | #REF! | #REF! | #REF! | #REF! | #REF! | #REF! | #REF! | #REF! | #REF! | #REF! | #REF! | #REF! | #REF! | #REF! | #REF! | #REF! | #REF! | #REF! | #REF! | #REF! | #REF! | #REF! | #REF! | #REF! | #REF! | #REF! | #REF! | #REF! | #REF! | #REF! | #REF! | #REF! | #REF! | #REF! | #REF! | #REF! | #REF! | #REF! | #REF! | #REF! | #REF! | #REF! | #REF! | #REF! | #REF! | #REF! | #REF! | #REF! | #REF!
2022-01-01 06:00 | #REF! | #REF! | #REF! | #REF! | #REF! | #REF! | #REF! | #REF! | #REF! | #REF! | #REF! | #REF! | #REF! | #REF! | #REF! | #REF! | #REF! | #REF! | #REF! | #REF! | #REF! | #REF! | #REF! | #REF! | #REF! | #REF! | #REF! | #REF! | #REF! | #REF! | #REF! | #REF! | #REF! | #REF! | #REF! | #REF! | #REF! | #REF! | #REF! | #REF! | #REF! | #REF! | #REF! | #REF! | #REF! | #REF! | #REF! | #REF! | #REF! | #REF! | #REF! | #REF! | #REF! | #REF! | #REF! | #REF! | #REF! | #REF! | #REF! | #REF! | #REF! | #REF! | #REF! | #REF! | #REF! | #REF! | #REF! | #REF! | #REF! | #REF! | #REF! | #REF! | #REF! | #REF! | #REF! | #REF! | #REF! | #REF! | #REF! | #REF! | #REF! | #REF! | #REF! | #REF! | #REF! | #REF! | #REF! | #REF! | #REF! | #REF! | #REF! | #REF! | #REF! | #REF! | #REF! | #REF! | #REF! | #REF! | #REF! | #REF! | #REF! | #REF! | #REF! | #REF! | #REF! | #REF! | #REF! | #REF! | #REF! | #REF! | #REF! | #REF! | #REF! | #REF! | #REF! | #REF! | #REF! | #REF! | #REF! | #REF! | #REF!
2022-01-01 07:00 | #REF! | #REF! | #REF! | #REF! | #REF! | #REF! | #REF! | #REF! | #REF! | #REF! | #REF! | #REF! | #REF! | #REF! | #REF! | #REF! | #REF! | #REF! | #REF! | #REF! | #REF! | #REF! | #REF! | #REF! | #REF! | #REF! | #REF! | #REF! | #REF! | #REF! | #REF! | #REF! | #REF! | #REF! | #REF! | #REF! | #REF! | #REF! | #REF! | #REF! | #REF! | #REF! | #REF! | #REF! | #REF! | #REF! | #REF! | #REF! | #REF! | #REF! | #REF! | #REF! | #REF! | #REF! | #REF! | #REF! | #REF! | #REF! | #REF! | #REF! | #REF! | #REF! | #REF! | #REF! | #REF! | #REF! | #REF! | #REF! | #REF! | #REF! | #REF! | #REF! | #REF! | #REF! | #REF! | #REF! | #REF! | #REF! | #REF! | #REF! | #REF! | #REF! | #REF! | #REF! | #REF! | #REF! | #REF! | #REF! | #REF! | #REF! | #REF! | #REF! | #REF! | #REF! | #REF! | #REF! | #REF! | #REF! | #REF! | #REF! | #REF! | #REF! | #REF! | #REF! | #REF! | #REF! | #REF! | #REF! | #REF! | #REF! | #REF! | #REF! | #REF! | #REF! | #REF! | #REF! | #REF! | #REF! | #REF! | #REF! | #REF!
2022-01-01 08:00 | #REF! | #REF! | #REF! | #REF! | #REF! | #REF! | #REF! | #REF! | #REF! | #REF! | #REF! | #REF! | #REF! | #REF! | #REF! | #REF! | #REF! | #REF! | #REF! | #REF! | #REF! | #REF! | #REF! | #REF! | #REF! | #REF! | #REF! | #REF! | #REF! | #REF! | #REF! | #REF! | #REF! | #REF! | #REF! | #REF! | #REF! | #REF! | #REF! | #REF! | #REF! | #REF! | #REF! | #REF! | #REF! | #REF! | #REF! | #REF! | #REF! | #REF! | #REF! | #REF! | #REF! | #REF! | #REF! | #REF! | #REF! | #REF! | #REF! | #REF! | #REF! | #REF! | #REF! | #REF! | #REF! | #REF! | #REF! | #REF! | #REF! | #REF! | #REF! | #REF! | #REF! | #REF! | #REF! | #REF! | #REF! | #REF! | #REF! | #REF! | #REF! | #REF! | #REF! | #REF! | #REF! | #REF! | #REF! | #REF! | #REF! | #REF! | #REF! | #REF! | #REF! | #REF! | #REF! | #REF! | #REF! | #REF! | #REF! | #REF! | #REF! | #REF! | #REF! | #REF! | #REF! | #REF! | #REF! | #REF! | #REF! | #REF! | #REF! | #REF! | #REF! | #REF! | #REF! | #REF! | #REF! | #REF! | #REF! | #REF! | #REF!
2022-01-01 09:00 | #REF! | #REF! | #REF! | #REF! | #REF! | #REF! | #REF! | #REF! | #REF! | #REF! | #REF! | #REF! | #REF! | #REF! | #REF! | #REF! | #REF! | #REF! | #REF! | #REF! | #REF! | #REF! | #REF! | #REF! | #REF! | #REF! | #REF! | #REF! | #REF! | #REF! | #REF! | #REF! | #REF! | #REF! | #REF! | #REF! | #REF! | #REF! | #REF! | #REF! | #REF! | #REF! | #REF! | #REF! | #REF! | #REF! | #REF! | #REF! | #REF! | #REF! | #REF! | #REF! | #REF! | #REF! | #REF! | #REF! | #REF! | #REF! | #REF! | #REF! | #REF! | #REF! | #REF! | #REF! | #REF! | #REF! | #REF! | #REF! | #REF! | #REF! | #REF! | #REF! | #REF! | #REF! | #REF! | #REF! | #REF! | #REF! | #REF! | #REF! | #REF! | #REF! | #REF! | #REF! | #REF! | #REF! | #REF! | #REF! | #REF! | #REF! | #REF! | #REF! | #REF! | #REF! | #REF! | #REF! | #REF! | #REF! | #REF! | #REF! | #REF! | #REF! | #REF! | #REF! | #REF! | #REF! | #REF! | #REF! | #REF! | #REF! | #REF! | #REF! | #REF! | #REF! | #REF! | #REF! | #REF! | #REF! | #REF! | #REF! | #REF!
2022-01-01 10:00 | #REF! | #REF! | #REF! | #REF! | #REF! | #REF! | #REF! | #REF! | #REF! | #REF! | #REF! | #REF! | #REF! | #REF! | #REF! | #REF! | #REF! | #REF! | #REF! | #REF! | #REF! | #REF! | #REF! | #REF! | #REF! | #REF! | #REF! | #REF! | #REF! | #REF! | #REF! | #REF! | #REF! | #REF! | #REF! | #REF! | #REF! | #REF! | #REF! | #REF! | #REF! | #REF! | #REF! | #REF! | #REF! | #REF! | #REF! | #REF! | #REF! | #REF! | #REF! | #REF! | #REF! | #REF! | #REF! | #REF! | #REF! | #REF! | #REF! | #REF! | #REF! | #REF! | #REF! | #REF! | #REF! | #REF! | #REF! | #REF! | #REF! | #REF! | #REF! | #REF! | #REF! | #REF! | #REF! | #REF! | #REF! | #REF! | #REF! | #REF! | #REF! | #REF! | #REF! | #REF! | #REF! | #REF! | #REF! | #REF! | #REF! | #REF! | #REF! | #REF! | #REF! | #REF! | #REF! | #REF! | #REF! | #REF! | #REF! | #REF! | #REF! | #REF! | #REF! | #REF! | #REF! | #REF! | #REF! | #REF! | #REF! | #REF! | #REF! | #REF! | #REF! | #REF! | #REF! | #REF! | #REF! | #REF! | #REF! | #REF! | #REF!
2022-01-01 11:00 | #REF! | #REF! | #REF! | #REF! | #REF! | #REF! | #REF! | #REF! | #REF! | #REF! | #REF! | #REF! | #REF! | #REF! | #REF! | #REF! | #REF! | #REF! | #REF! | #REF! | #REF! | #REF! | #REF! | #REF! | #REF! | #REF! | #REF! | #REF! | #REF! | #REF! | #REF! | #REF! | #REF! | #REF! | #REF! | #REF! | #REF! | #REF! | #REF! | #REF! | #REF! | #REF! | #REF! | #REF! | #REF! | #REF! | #REF! | #REF! | #REF! | #REF! | #REF! | #REF! | #REF! | #REF! | #REF! | #REF! | #REF! | #REF! | #REF! | #REF! | #REF! | #REF! | #REF! | #REF! | #REF! | #REF! | #REF! | #REF! | #REF! | #REF! | #REF! | #REF! | #REF! | #REF! | #REF! | #REF! | #REF! | #REF! | #REF! | #REF! | #REF! | #REF! | #REF! | #REF! | #REF! | #REF! | #REF! | #REF! | #REF! | #REF! | #REF! | #REF! | #REF! | #REF! | #REF! | #REF! | #REF! | #REF! | #REF! | #REF! | #REF! | #REF! | #REF! | #REF! | #REF! | #REF! | #REF! | #REF! | #REF! | #REF! | #REF! | #REF! | #REF! | #REF! | #REF! | #REF! | #REF! | #REF! | #REF! | #REF! | #REF!
2022-01-01 12:00 | #REF! | #REF! | #REF! | #REF! | #REF! | #REF! | #REF! | #REF! | #REF! | #REF! | #REF! | #REF! | #REF! | #REF! | #REF! | #REF! | #REF! | #REF! | #REF! | #REF! | #REF! | #REF! | #REF! | #REF! | #REF! | #REF! | #REF! | #REF! | #REF! | #REF! | #REF! | #REF! | #REF! | #REF! | #REF! | #REF! | #REF! | #REF! | #REF! | #REF! | #REF! | #REF! | #REF! | #REF! | #REF! | #REF! | #REF! | #REF! | #REF! | #REF! | #REF! | #REF! | #REF! | #REF! | #REF! | #REF! | #REF! | #REF! | #REF! | #REF! | #REF! | #REF! | #REF! | #REF! | #REF! | #REF! | #REF! | #REF! | #REF! | #REF! | #REF! | #REF! | #REF! | #REF! | #REF! | #REF! | #REF! | #REF! | #REF! | #REF! | #REF! | #REF! | #REF! | #REF! | #REF! | #REF! | #REF! | #REF! | #REF! | #REF! | #REF! | #REF! | #REF! | #REF! | #REF! | #REF! | #REF! | #REF! | #REF! | #REF! | #REF! | #REF! | #REF! | #REF! | #REF! | #REF! | #REF! | #REF! | #REF! | #REF! | #REF! | #REF! | #REF! | #REF! | #REF! | #REF! | #REF! | #REF! | #REF! | #REF! | #REF!
2022-01-01 13:00 | #REF! | #REF! | #REF! | #REF! | #REF! | #REF! | #REF! | #REF! | #REF! | #REF! | #REF! | #REF! | #REF! | #REF! | #REF! | #REF! | #REF! | #REF! | #REF! | #REF! | #REF! | #REF! | #REF! | #REF! | #REF! | #REF! | #REF! | #REF! | #REF! | #REF! | #REF! | #REF! | #REF! | #REF! | #REF! | #REF! | #REF! | #REF! | #REF! | #REF! | #REF! | #REF! | #REF! | #REF! | #REF! | #REF! | #REF! | #REF! | #REF! | #REF! | #REF! | #REF! | #REF! | #REF! | #REF! | #REF! | #REF! | #REF! | #REF! | #REF! | #REF! | #REF! | #REF! | #REF! | #REF! | #REF! | #REF! | #REF! | #REF! | #REF! | #REF! | #REF! | #REF! | #REF! | #REF! | #REF! | #REF! | #REF! | #REF! | #REF! | #REF! | #REF! | #REF! | #REF! | #REF! | #REF! | #REF! | #REF! | #REF! | #REF! | #REF! | #REF! | #REF! | #REF! | #REF! | #REF! | #REF! | #REF! | #REF! | #REF! | #REF! | #REF! | #REF! | #REF! | #REF! | #REF! | #REF! | #REF! | #REF! | #REF! | #REF! | #REF! | #REF! | #REF! | #REF! | #REF! | #REF! | #REF! | #REF! | #REF! | #REF!
2022-01-01 14:00 | #REF! | #REF! | #REF! | #REF! | #REF! | #REF! | #REF! | #REF! | #REF! | #REF! | #REF! | #REF! | #REF! | #REF! | #REF! | #REF! | #REF! | #REF! | #REF! | #REF! | #REF! | #REF! | #REF! | #REF! | #REF! | #REF! | #REF! | #REF! | #REF! | #REF! | #REF! | #REF! | #REF! | #REF! | #REF! | #REF! | #REF! | #REF! | #REF! | #REF! | #REF! | #REF! | #REF! | #REF! | #REF! | #REF! | #REF! | #REF! | #REF! | #REF! | #REF! | #REF! | #REF! | #REF! | #REF! | #REF! | #REF! | #REF! | #REF! | #REF! | #REF! | #REF! | #REF! | #REF! | #REF! | #REF! | #REF! | #REF! | #REF! | #REF! | #REF! | #REF! | #REF! | #REF! | #REF! | #REF! | #REF! | #REF! | #REF! | #REF! | #REF! | #REF! | #REF! | #REF! | #REF! | #REF! | #REF! | #REF! | #REF! | #REF! | #REF! | #REF! | #REF! | #REF! | #REF! | #REF! | #REF! | #REF! | #REF! | #REF! | #REF! | #REF! | #REF! | #REF! | #REF! | #REF! | #REF! | #REF! | #REF! | #REF! | #REF! | #REF! | #REF! | #REF! | #REF! | #REF! | #REF! | #REF! | #REF! | #REF! | #REF!
2022-01-01 15:00 | #REF! | #REF! | #REF! | #REF! | #REF! | #REF! | #REF! | #REF! | #REF! | #REF! | #REF! | #REF! | #REF! | #REF! | #REF! | #REF! | #REF! | #REF! | #REF! | #REF! | #REF! | #REF! | #REF! | #REF! | #REF! | #REF! | #REF! | #REF! | #REF! | #REF! | #REF! | #REF! | #REF! | #REF! | #REF! | #REF! | #REF! | #REF! | #REF! | #REF! | #REF! | #REF! | #REF! | #REF! | #REF! | #REF! | #REF! | #REF! | #REF! | #REF! | #REF! | #REF! | #REF! | #REF! | #REF! | #REF! | #REF! | #REF! | #REF! | #REF! | #REF! | #REF! | #REF! | #REF! | #REF! | #REF! | #REF! | #REF! | #REF! | #REF! | #REF! | #REF! | #REF! | #REF! | #REF! | #REF! | #REF! | #REF! | #REF! | #REF! | #REF! | #REF! | #REF! | #REF! | #REF! | #REF! | #REF! | #REF! | #REF! | #REF! | #REF! | #REF! | #REF! | #REF! | #REF! | #REF! | #REF! | #REF! | #REF! | #REF! | #REF! | #REF! | #REF! | #REF! | #REF! | #REF! | #REF! | #REF! | #REF! | #REF! | #REF! | #REF! | #REF! | #REF! | #REF! | #REF! | #REF! | #REF! | #REF! | #REF! | #REF!
2022-01-01 16:00 | #REF! | #REF! | #REF! | #REF! | #REF! | #REF! | #REF! | #REF! | #REF! | #REF! | #REF! | #REF! | #REF! | #REF! | #REF! | #REF! | #REF! | #REF! | #REF! | #REF! | #REF! | #REF! | #REF! | #REF! | #REF! | #REF! | #REF! | #REF! | #REF! | #REF! | #REF! | #REF! | #REF! | #REF! | #REF! | #REF! | #REF! | #REF! | #REF! | #REF! | #REF! | #REF! | #REF! | #REF! | #REF! | #REF! | #REF! | #REF! | #REF! | #REF! | #REF! | #REF! | #REF! | #REF! | #REF! | #REF! | #REF! | #REF! | #REF! | #REF! | #REF! | #REF! | #REF! | #REF! | #REF! | #REF! | #REF! | #REF! | #REF! | #REF! | #REF! | #REF! | #REF! | #REF! | #REF! | #REF! | #REF! | #REF! | #REF! | #REF! | #REF! | #REF! | #REF! | #REF! | #REF! | #REF! | #REF! | #REF! | #REF! | #REF! | #REF! | #REF! | #REF! | #REF! | #REF! | #REF! | #REF! | #REF! | #REF! | #REF! | #REF! | #REF! | #REF! | #REF! | #REF! | #REF! | #REF! | #REF! | #REF! | #REF! | #REF! | #REF! | #REF! | #REF! | #REF! | #REF! | #REF! | #REF! | #REF! | #REF! | #REF!
2022-01-01 17:00 | #REF! | #REF! | #REF! | #REF! | #REF! | #REF! | #REF! | #REF! | #REF! | #REF! | #REF! | #REF! | #REF! | #REF! | #REF! | #REF! | #REF! | #REF! | #REF! | #REF! | #REF! | #REF! | #REF! | #REF! | #REF! | #REF! | #REF! | #REF! | #REF! | #REF! | #REF! | #REF! | #REF! | #REF! | #REF! | #REF! | #REF! | #REF! | #REF! | #REF! | #REF! | #REF! | #REF! | #REF! | #REF! | #REF! | #REF! | #REF! | #REF! | #REF! | #REF! | #REF! | #REF! | #REF! | #REF! | #REF! | #REF! | #REF! | #REF! | #REF! | #REF! | #REF! | #REF! | #REF! | #REF! | #REF! | #REF! | #REF! | #REF! | #REF! | #REF! | #REF! | #REF! | #REF! | #REF! | #REF! | #REF! | #REF! | #REF! | #REF! | #REF! | #REF! | #REF! | #REF! | #REF! | #REF! | #REF! | #REF! | #REF! | #REF! | #REF! | #REF! | #REF! | #REF! | #REF! | #REF! | #REF! | #REF! | #REF! | #REF! | #REF! | #REF! | #REF! | #REF! | #REF! | #REF! | #REF! | #REF! | #REF! | #REF! | #REF! | #REF! | #REF! | #REF! | #REF! | #REF! | #REF! | #REF! | #REF! | #REF! | #REF!
2022-01-01 18:00 | #REF! | #REF! | #REF! | #REF! | #REF! | #REF! | #REF! | #REF! | #REF! | #REF! | #REF! | #REF! | #REF! | #REF! | #REF! | #REF! | #REF! | #REF! | #REF! | #REF! | #REF! | #REF! | #REF! | #REF! | #REF! | #REF! | #REF! | #REF! | #REF! | #REF! | #REF! | #REF! | #REF! | #REF! | #REF! | #REF! | #REF! | #REF! | #REF! | #REF! | #REF! | #REF! | #REF! | #REF! | #REF! | #REF! | #REF! | #REF! | #REF! | #REF! | #REF! | #REF! | #REF! | #REF! | #REF! | #REF! | #REF! | #REF! | #REF! | #REF! | #REF! | #REF! | #REF! | #REF! | #REF! | #REF! | #REF! | #REF! | #REF! | #REF! | #REF! | #REF! | #REF! | #REF! | #REF! | #REF! | #REF! | #REF! | #REF! | #REF! | #REF! | #REF! | #REF! | #REF! | #REF! | #REF! | #REF! | #REF! | #REF! | #REF! | #REF! | #REF! | #REF! | #REF! | #REF! | #REF! | #REF! | #REF! | #REF! | #REF! | #REF! | #REF! | #REF! | #REF! | #REF! | #REF! | #REF! | #REF! | #REF! | #REF! | #REF! | #REF! | #REF! | #REF! | #REF! | #REF! | #REF! | #REF! | #REF! | #REF! | #REF!
2022-01-01 19:00 | #REF! | #REF! | #REF! | #REF! | #REF! | #REF! | #REF! | #REF! | #REF! | #REF! | #REF! | #REF! | #REF! | #REF! | #REF! | #REF! | #REF! | #REF! | #REF! | #REF! | #REF! | #REF! | #REF! | #REF! | #REF! | #REF! | #REF! | #REF! | #REF! | #REF! | #REF! | #REF! | #REF! | #REF! | #REF! | #REF! | #REF! | #REF! | #REF! | #REF! | #REF! | #REF! | #REF! | #REF! | #REF! | #REF! | #REF! | #REF! | #REF! | #REF! | #REF! | #REF! | #REF! | #REF! | #REF! | #REF! | #REF! | #REF! | #REF! | #REF! | #REF! | #REF! | #REF! | #REF! | #REF! | #REF! | #REF! | #REF! | #REF! | #REF! | #REF! | #REF! | #REF! | #REF! | #REF! | #REF! | #REF! | #REF! | #REF! | #REF! | #REF! | #REF! | #REF! | #REF! | #REF! | #REF! | #REF! | #REF! | #REF! | #REF! | #REF! | #REF! | #REF! | #REF! | #REF! | #REF! | #REF! | #REF! | #REF! | #REF! | #REF! | #REF! | #REF! | #REF! | #REF! | #REF! | #REF! | #REF! | #REF! | #REF! | #REF! | #REF! | #REF! | #REF! | #REF! | #REF! | #REF! | #REF! | #REF! | #REF! | #REF!
2022-01-01 20:00 | #REF! | #REF! | #REF! | #REF! | #REF! | #REF! | #REF! | #REF! | #REF! | #REF! | #REF! | #REF! | #REF! | #REF! | #REF! | #REF! | #REF! | #REF! | #REF! | #REF! | #REF! | #REF! | #REF! | #REF! | #REF! | #REF! | #REF! | #REF! | #REF! | #REF! | #REF! | #REF! | #REF! | #REF! | #REF! | #REF! | #REF! | #REF! | #REF! | #REF! | #REF! | #REF! | #REF! | #REF! | #REF! | #REF! | #REF! | #REF! | #REF! | #REF! | #REF! | #REF! | #REF! | #REF! | #REF! | #REF! | #REF! | #REF! | #REF! | #REF! | #REF! | #REF! | #REF! | #REF! | #REF! | #REF! | #REF! | #REF! | #REF! | #REF! | #REF! | #REF! | #REF! | #REF! | #REF! | #REF! | #REF! | #REF! | #REF! | #REF! | #REF! | #REF! | #REF! | #REF! | #REF! | #REF! | #REF! | #REF! | #REF! | #REF! | #REF! | #REF! | #REF! | #REF! | #REF! | #REF! | #REF! | #REF! | #REF! | #REF! | #REF! | #REF! | #REF! | #REF! | #REF! | #REF! | #REF! | #REF! | #REF! | #REF! | #REF! | #REF! | #REF! | #REF! | #REF! | #REF! | #REF! | #REF! | #REF! | #REF! | #REF!
2022-01-01 21:00 | #REF! | #REF! | #REF! | #REF! | #REF! | #REF! | #REF! | #REF! | #REF! | #REF! | #REF! | #REF! | #REF! | #REF! | #REF! | #REF! | #REF! | #REF! | #REF! | #REF! | #REF! | #REF! | #REF! | #REF! | #REF! | #REF! | #REF! | #REF! | #REF! | #REF! | #REF! | #REF! | #REF! | #REF! | #REF! | #REF! | #REF! | #REF! | #REF! | #REF! | #REF! | #REF! | #REF! | #REF! | #REF! | #REF! | #REF! | #REF! | #REF! | #REF! | #REF! | #REF! | #REF! | #REF! | #REF! | #REF! | #REF! | #REF! | #REF! | #REF! | #REF! | #REF! | #REF! | #REF! | #REF! | #REF! | #REF! | #REF! | #REF! | #REF! | #REF! | #REF! | #REF! | #REF! | #REF! | #REF! | #REF! | #REF! | #REF! | #REF! | #REF! | #REF! | #REF! | #REF! | #REF! | #REF! | #REF! | #REF! | #REF! | #REF! | #REF! | #REF! | #REF! | #REF! | #REF! | #REF! | #REF! | #REF! | #REF! | #REF! | #REF! | #REF! | #REF! | #REF! | #REF! | #REF! | #REF! | #REF! | #REF! | #REF! | #REF! | #REF! | #REF! | #REF! | #REF! | #REF! | #REF! | #REF! | #REF! | #REF! | #REF!
2022-01-01 22:00 | #REF! | #REF! | #REF! | #REF! | #REF! | #REF! | #REF! | #REF! | #REF! | #REF! | #REF! | #REF! | #REF! | #REF! | #REF! | #REF! | #REF! | #REF! | #REF! | #REF! | #REF! | #REF! | #REF! | #REF! | #REF! | #REF! | #REF! | #REF! | #REF! | #REF! | #REF! | #REF! | #REF! | #REF! | #REF! | #REF! | #REF! | #REF! | #REF! | #REF! | #REF! | #REF! | #REF! | #REF! | #REF! | #REF! | #REF! | #REF! | #REF! | #REF! | #REF! | #REF! | #REF! | #REF! | #REF! | #REF! | #REF! | #REF! | #REF! | #REF! | #REF! | #REF! | #REF! | #REF! | #REF! | #REF! | #REF! | #REF! | #REF! | #REF! | #REF! | #REF! | #REF! | #REF! | #REF! | #REF! | #REF! | #REF! | #REF! | #REF! | #REF! | #REF! | #REF! | #REF! | #REF! | #REF! | #REF! | #REF! | #REF! | #REF! | #REF! | #REF! | #REF! | #REF! | #REF! | #REF! | #REF! | #REF! | #REF! | #REF! | #REF! | #REF! | #REF! | #REF! | #REF! | #REF! | #REF! | #REF! | #REF! | #REF! | #REF! | #REF! | #REF! | #REF! | #REF! | #REF! | #REF! | #REF! | #REF! | #REF! | #REF!
2022-01-01 23:00 | #REF! | #REF! | #REF! | #REF! | #REF! | #REF! | #REF! | #REF! | #REF! | #REF! | #REF! | #REF! | #REF! | #REF! | #REF! | #REF! | #REF! | #REF! | #REF! | #REF! | #REF! | #REF! | #REF! | #REF! | #REF! | #REF! | #REF! | #REF! | #REF! | #REF! | #REF! | #REF! | #REF! | #REF! | #REF! | #REF! | #REF! | #REF! | #REF! | #REF! | #REF! | #REF! | #REF! | #REF! | #REF! | #REF! | #REF! | #REF! | #REF! | #REF! | #REF! | #REF! | #REF! | #REF! | #REF! | #REF! | #REF! | #REF! | #REF! | #REF! | #REF! | #REF! | #REF! | #REF! | #REF! | #REF! | #REF! | #REF! | #REF! | #REF! | #REF! | #REF! | #REF! | #REF! | #REF! | #REF! | #REF! | #REF! | #REF! | #REF! | #REF! | #REF! | #REF! | #REF! | #REF! | #REF! | #REF! | #REF! | #REF! | #REF! | #REF! | #REF! | #REF! | #REF! | #REF! | #REF! | #REF! | #REF! | #REF! | #REF! | #REF! | #REF! | #REF! | #REF! | #REF! | #REF! | #REF! | #REF! | #REF! | #REF! | #REF! | #REF! | #REF! | #REF! | #REF! | #REF! | #REF! | #REF! | #REF! | #REF! | #REF!
2022-01-02 | #REF! | #REF! | #REF! | #REF! | #REF! | #REF! | #REF! | #REF! | #REF! | #REF! | #REF! | #REF! | #REF! | #REF! | #REF! | #REF! | #REF! | #REF! | #REF! | #REF! | #REF! | #REF! | #REF! | #REF! | #REF! | #REF! | #REF! | #REF! | #REF! | #REF! | #REF! | #REF! | #REF! | #REF! | #REF! | #REF! | #REF! | #REF! | #REF! | #REF! | #REF! | #REF! | #REF! | #REF! | #REF! | #REF! | #REF! | #REF! | #REF! | #REF! | #REF! | #REF! | #REF! | #REF! | #REF! | #REF! | #REF! | #REF! | #REF! | #REF! | #REF! | #REF! | #REF! | #REF! | #REF! | #REF! | #REF! | #REF! | #REF! | #REF! | #REF! | #REF! | #REF! | #REF! | #REF! | #REF! | #REF! | #REF! | #REF! | #REF! | #REF! | #REF! | #REF! | #REF! | #REF! | #REF! | #REF! | #REF! | #REF! | #REF! | #REF! | #REF! | #REF! | #REF! | #REF! | #REF! | #REF! | #REF! | #REF! | #REF! | #REF! | #REF! | #REF! | #REF! | #REF! | #REF! | #REF! | #REF! | #REF! | #REF! | #REF! | #REF! | #REF! | #REF! | #REF! | #REF! | #REF! | #REF! | #REF! | #REF! | #REF!
2022-01-02 01:00 | #REF! | #REF! | #REF! | #REF! | #REF! | #REF! | #REF! | #REF! | #REF! | #REF! | #REF! | #REF! | #REF! | #REF! | #REF! | #REF! | #REF! | #REF! | #REF! | #REF! | #REF! | #REF! | #REF! | #REF! | #REF! | #REF! | #REF! | #REF! | #REF! | #REF! | #REF! | #REF! | #REF! | #REF! | #REF! | #REF! | #REF! | #REF! | #REF! | #REF! | #REF! | #REF! | #REF! | #REF! | #REF! | #REF! | #REF! | #REF! | #REF! | #REF! | #REF! | #REF! | #REF! | #REF! | #REF! | #REF! | #REF! | #REF! | #REF! | #REF! | #REF! | #REF! | #REF! | #REF! | #REF! | #REF! | #REF! | #REF! | #REF! | #REF! | #REF! | #REF! | #REF! | #REF! | #REF! | #REF! | #REF! | #REF! | #REF! | #REF! | #REF! | #REF! | #REF! | #REF! | #REF! | #REF! | #REF! | #REF! | #REF! | #REF! | #REF! | #REF! | #REF! | #REF! | #REF! | #REF! | #REF! | #REF! | #REF! | #REF! | #REF! | #REF! | #REF! | #REF! | #REF! | #REF! | #REF! | #REF! | #REF! | #REF! | #REF! | #REF! | #REF! | #REF! | #REF! | #REF! | #REF! | #REF! | #REF! | #REF! | #REF!
2022-01-02 02:00 | #REF! | #REF! | #REF! | #REF! | #REF! | #REF! | #REF! | #REF! | #REF! | #REF! | #REF! | #REF! | #REF! | #REF! | #REF! | #REF! | #REF! | #REF! | #REF! | #REF! | #REF! | #REF! | #REF! | #REF! | #REF! | #REF! | #REF! | #REF! | #REF! | #REF! | #REF! | #REF! | #REF! | #REF! | #REF! | #REF! | #REF! | #REF! | #REF! | #REF! | #REF! | #REF! | #REF! | #REF! | #REF! | #REF! | #REF! | #REF! | #REF! | #REF! | #REF! | #REF! | #REF! | #REF! | #REF! | #REF! | #REF! | #REF! | #REF! | #REF! | #REF! | #REF! | #REF! | #REF! | #REF! | #REF! | #REF! | #REF! | #REF! | #REF! | #REF! | #REF! | #REF! | #REF! | #REF! | #REF! | #REF! | #REF! | #REF! | #REF! | #REF! | #REF! | #REF! | #REF! | #REF! | #REF! | #REF! | #REF! | #REF! | #REF! | #REF! | #REF! | #REF! | #REF! | #REF! | #REF! | #REF! | #REF! | #REF! | #REF! | #REF! | #REF! | #REF! | #REF! | #REF! | #REF! | #REF! | #REF! | #REF! | #REF! | #REF! | #REF! | #REF! | #REF! | #REF! | #REF! | #REF! | #REF! | #REF! | #REF! | #REF!
2022-01-02 03:00 | #REF! | #REF! | #REF! | #REF! | #REF! | #REF! | #REF! | #REF! | #REF! | #REF! | #REF! | #REF! | #REF! | #REF! | #REF! | #REF! | #REF! | #REF! | #REF! | #REF! | #REF! | #REF! | #REF! | #REF! | #REF! | #REF! | #REF! | #REF! | #REF! | #REF! | #REF! | #REF! | #REF! | #REF! | #REF! | #REF! | #REF! | #REF! | #REF! | #REF! | #REF! | #REF! | #REF! | #REF! | #REF! | #REF! | #REF! | #REF! | #REF! | #REF! | #REF! | #REF! | #REF! | #REF! | #REF! | #REF! | #REF! | #REF! | #REF! | #REF! | #REF! | #REF! | #REF! | #REF! | #REF! | #REF! | #REF! | #REF! | #REF! | #REF! | #REF! | #REF! | #REF! | #REF! | #REF! | #REF! | #REF! | #REF! | #REF! | #REF! | #REF! | #REF! | #REF! | #REF! | #REF! | #REF! | #REF! | #REF! | #REF! | #REF! | #REF! | #REF! | #REF! | #REF! | #REF! | #REF! | #REF! | #REF! | #REF! | #REF! | #REF! | #REF! | #REF! | #REF! | #REF! | #REF! | #REF! | #REF! | #REF! | #REF! | #REF! | #REF! | #REF! | #REF! | #REF! | #REF! | #REF! | #REF! | #REF! | #REF! | #REF!
2022-01-02 04:00 | #REF! | #REF! | #REF! | #REF! | #REF! | #REF! | #REF! | #REF! | #REF! | #REF! | #REF! | #REF! | #REF! | #REF! | #REF! | #REF! | #REF! | #REF! | #REF! | #REF! | #REF! | #REF! | #REF! | #REF! | #REF! | #REF! | #REF! | #REF! | #REF! | #REF! | #REF! | #REF! | #REF! | #REF! | #REF! | #REF! | #REF! | #REF! | #REF! | #REF! | #REF! | #REF! | #REF! | #REF! | #REF! | #REF! | #REF! | #REF! | #REF! | #REF! | #REF! | #REF! | #REF! | #REF! | #REF! | #REF! | #REF! | #REF! | #REF! | #REF! | #REF! | #REF! | #REF! | #REF! | #REF! | #REF! | #REF! | #REF! | #REF! | #REF! | #REF! | #REF! | #REF! | #REF! | #REF! | #REF! | #REF! | #REF! | #REF! | #REF! | #REF! | #REF! | #REF! | #REF! | #REF! | #REF! | #REF! | #REF! | #REF! | #REF! | #REF! | #REF! | #REF! | #REF! | #REF! | #REF! | #REF! | #REF! | #REF! | #REF! | #REF! | #REF! | #REF! | #REF! | #REF! | #REF! | #REF! | #REF! | #REF! | #REF! | #REF! | #REF! | #REF! | #REF! | #REF! | #REF! | #REF! | #REF! | #REF! | #REF! | #REF!
2022-01-02 05:00 | #REF! | #REF! | #REF! | #REF! | #REF! | #REF! | #REF! | #REF! | #REF! | #REF! | #REF! | #REF! | #REF! | #REF! | #REF! | #REF! | #REF! | #REF! | #REF! | #REF! | #REF! | #REF! | #REF! | #REF! | #REF! | #REF! | #REF! | #REF! | #REF! | #REF! | #REF! | #REF! | #REF! | #REF! | #REF! | #REF! | #REF! | #REF! | #REF! | #REF! | #REF! | #REF! | #REF! | #REF! | #REF! | #REF! | #REF! | #REF! | #REF! | #REF! | #REF! | #REF! | #REF! | #REF! | #REF! | #REF! | #REF! | #REF! | #REF! | #REF! | #REF! | #REF! | #REF! | #REF! | #REF! | #REF! | #REF! | #REF! | #REF! | #REF! | #REF! | #REF! | #REF! | #REF! | #REF! | #REF! | #REF! | #REF! | #REF! | #REF! | #REF! | #REF! | #REF! | #REF! | #REF! | #REF! | #REF! | #REF! | #REF! | #REF! | #REF! | #REF! | #REF! | #REF! | #REF! | #REF! | #REF! | #REF! | #REF! | #REF! | #REF! | #REF! | #REF! | #REF! | #REF! | #REF! | #REF! | #REF! | #REF! | #REF! | #REF! | #REF! | #REF! | #REF! | #REF! | #REF! | #REF! | #REF! | #REF! | #REF! | #REF!
2022-01-02 06:00 | #REF! | #REF! | #REF! | #REF! | #REF! | #REF! | #REF! | #REF! | #REF! | #REF! | #REF! | #REF! | #REF! | #REF! | #REF! | #REF! | #REF! | #REF! | #REF! | #REF! | #REF! | #REF! | #REF! | #REF! | #REF! | #REF! | #REF! | #REF! | #REF! | #REF! | #REF! | #REF! | #REF! | #REF! | #REF! | #REF! | #REF! | #REF! | #REF! | #REF! | #REF! | #REF! | #REF! | #REF! | #REF! | #REF! | #REF! | #REF! | #REF! | #REF! | #REF! | #REF! | #REF! | #REF! | #REF! | #REF! | #REF! | #REF! | #REF! | #REF! | #REF! | #REF! | #REF! | #REF! | #REF! | #REF! | #REF! | #REF! | #REF! | #REF! | #REF! | #REF! | #REF! | #REF! | #REF! | #REF! | #REF! | #REF! | #REF! | #REF! | #REF! | #REF! | #REF! | #REF! | #REF! | #REF! | #REF! | #REF! | #REF! | #REF! | #REF! | #REF! | #REF! | #REF! | #REF! | #REF! | #REF! | #REF! | #REF! | #REF! | #REF! | #REF! | #REF! | #REF! | #REF! | #REF! | #REF! | #REF! | #REF! | #REF! | #REF! | #REF! | #REF! | #REF! | #REF! | #REF! | #REF! | #REF! | #REF! | #REF! | #REF!
2022-01-02 07:00 | #REF! | #REF! | #REF! | #REF! | #REF! | #REF! | #REF! | #REF! | #REF! | #REF! | #REF! | #REF! | #REF! | #REF! | #REF! | #REF! | #REF! | #REF! | #REF! | #REF! | #REF! | #REF! | #REF! | #REF! | #REF! | #REF! | #REF! | #REF! | #REF! | #REF! | #REF! | #REF! | #REF! | #REF! | #REF! | #REF! | #REF! | #REF! | #REF! | #REF! | #REF! | #REF! | #REF! | #REF! | #REF! | #REF! | #REF! | #REF! | #REF! | #REF! | #REF! | #REF! | #REF! | #REF! | #REF! | #REF! | #REF! | #REF! | #REF! | #REF! | #REF! | #REF! | #REF! | #REF! | #REF! | #REF! | #REF! | #REF! | #REF! | #REF! | #REF! | #REF! | #REF! | #REF! | #REF! | #REF! | #REF! | #REF! | #REF! | #REF! | #REF! | #REF! | #REF! | #REF! | #REF! | #REF! | #REF! | #REF! | #REF! | #REF! | #REF! | #REF! | #REF! | #REF! | #REF! | #REF! | #REF! | #REF! | #REF! | #REF! | #REF! | #REF! | #REF! | #REF! | #REF! | #REF! | #REF! | #REF! | #REF! | #REF! | #REF! | #REF! | #REF! | #REF! | #REF! | #REF! | #REF! | #REF! | #REF! | #REF! | #REF!
2022-01-02 08:00 | #REF! | #REF! | #REF! | #REF! | #REF! | #REF! | #REF! | #REF! | #REF! | #REF! | #REF! | #REF! | #REF! | #REF! | #REF! | #REF! | #REF! | #REF! | #REF! | #REF! | #REF! | #REF! | #REF! | #REF! | #REF! | #REF! | #REF! | #REF! | #REF! | #REF! | #REF! | #REF! | #REF! | #REF! | #REF! | #REF! | #REF! | #REF! | #REF! | #REF! | #REF! | #REF! | #REF! | #REF! | #REF! | #REF! | #REF! | #REF! | #REF! | #REF! | #REF! | #REF! | #REF! | #REF! | #REF! | #REF! | #REF! | #REF! | #REF! | #REF! | #REF! | #REF! | #REF! | #REF! | #REF! | #REF! | #REF! | #REF! | #REF! | #REF! | #REF! | #REF! | #REF! | #REF! | #REF! | #REF! | #REF! | #REF! | #REF! | #REF! | #REF! | #REF! | #REF! | #REF! | #REF! | #REF! | #REF! | #REF! | #REF! | #REF! | #REF! | #REF! | #REF! | #REF! | #REF! | #REF! | #REF! | #REF! | #REF! | #REF! | #REF! | #REF! | #REF! | #REF! | #REF! | #REF! | #REF! | #REF! | #REF! | #REF! | #REF! | #REF! | #REF! | #REF! | #REF! | #REF! | #REF! | #REF! | #REF! | #REF! | #REF!
2022-01-02 09:00 | #REF! | #REF! | #REF! | #REF! | #REF! | #REF! | #REF! | #REF! | #REF! | #REF! | #REF! | #REF! | #REF! | #REF! | #REF! | #REF! | #REF! | #REF! | #REF! | #REF! | #REF! | #REF! | #REF! | #REF! | #REF! | #REF! | #REF! | #REF! | #REF! | #REF! | #REF! | #REF! | #REF! | #REF! | #REF! | #REF! | #REF! | #REF! | #REF! | #REF! | #REF! | #REF! | #REF! | #REF! | #REF! | #REF! | #REF! | #REF! | #REF! | #REF! | #REF! | #REF! | #REF! | #REF! | #REF! | #REF! | #REF! | #REF! | #REF! | #REF! | #REF! | #REF! | #REF! | #REF! | #REF! | #REF! | #REF! | #REF! | #REF! | #REF! | #REF! | #REF! | #REF! | #REF! | #REF! | #REF! | #REF! | #REF! | #REF! | #REF! | #REF! | #REF! | #REF! | #REF! | #REF! | #REF! | #REF! | #REF! | #REF! | #REF! | #REF! | #REF! | #REF! | #REF! | #REF! | #REF! | #REF! | #REF! | #REF! | #REF! | #REF! | #REF! | #REF! | #REF! | #REF! | #REF! | #REF! | #REF! | #REF! | #REF! | #REF! | #REF! | #REF! | #REF! | #REF! | #REF! | #REF! | #REF! | #REF! | #REF! | #REF!
2022-01-02 10:00 | #REF! | #REF! | #REF! | #REF! | #REF! | #REF! | #REF! | #REF! | #REF! | #REF! | #REF! | #REF! | #REF! | #REF! | #REF! | #REF! | #REF! | #REF! | #REF! | #REF! | #REF! | #REF! | #REF! | #REF! | #REF! | #REF! | #REF! | #REF! | #REF! | #REF! | #REF! | #REF! | #REF! | #REF! | #REF! | #REF! | #REF! | #REF! | #REF! | #REF! | #REF! | #REF! | #REF! | #REF! | #REF! | #REF! | #REF! | #REF! | #REF! | #REF! | #REF! | #REF! | #REF! | #REF! | #REF! | #REF! | #REF! | #REF! | #REF! | #REF! | #REF! | #REF! | #REF! | #REF! | #REF! | #REF! | #REF! | #REF! | #REF! | #REF! | #REF! | #REF! | #REF! | #REF! | #REF! | #REF! | #REF! | #REF! | #REF! | #REF! | #REF! | #REF! | #REF! | #REF! | #REF! | #REF! | #REF! | #REF! | #REF! | #REF! | #REF! | #REF! | #REF! | #REF! | #REF! | #REF! | #REF! | #REF! | #REF! | #REF! | #REF! | #REF! | #REF! | #REF! | #REF! | #REF! | #REF! | #REF! | #REF! | #REF! | #REF! | #REF! | #REF! | #REF! | #REF! | #REF! | #REF! | #REF! | #REF! | #REF! | #REF!
2022-01-02 11:00 | #REF! | #REF! | #REF! | #REF! | #REF! | #REF! | #REF! | #REF! | #REF! | #REF! | #REF! | #REF! | #REF! | #REF! | #REF! | #REF! | #REF! | #REF! | #REF! | #REF! | #REF! | #REF! | #REF! | #REF! | #REF! | #REF! | #REF! | #REF! | #REF! | #REF! | #REF! | #REF! | #REF! | #REF! | #REF! | #REF! | #REF! | #REF! | #REF! | #REF! | #REF! | #REF! | #REF! | #REF! | #REF! | #REF! | #REF! | #REF! | #REF! | #REF! | #REF! | #REF! | #REF! | #REF! | #REF! | #REF! | #REF! | #REF! | #REF! | #REF! | #REF! | #REF! | #REF! | #REF! | #REF! | #REF! | #REF! | #REF! | #REF! | #REF! | #REF! | #REF! | #REF! | #REF! | #REF! | #REF! | #REF! | #REF! | #REF! | #REF! | #REF! | #REF! | #REF! | #REF! | #REF! | #REF! | #REF! | #REF! | #REF! | #REF! | #REF! | #REF! | #REF! | #REF! | #REF! | #REF! | #REF! | #REF! | #REF! | #REF! | #REF! | #REF! | #REF! | #REF! | #REF! | #REF! | #REF! | #REF! | #REF! | #REF! | #REF! | #REF! | #REF! | #REF! | #REF! | #REF! | #REF! | #REF! | #REF! | #REF! | #REF!
2022-01-02 12:00 | #REF! | #REF! | #REF! | #REF! | #REF! | #REF! | #REF! | #REF! | #REF! | #REF! | #REF! | #REF! | #REF! | #REF! | #REF! | #REF! | #REF! | #REF! | #REF! | #REF! | #REF! | #REF! | #REF! | #REF! | #REF! | #REF! | #REF! | #REF! | #REF! | #REF! | #REF! | #REF! | #REF! | #REF! | #REF! | #REF! | #REF! | #REF! | #REF! | #REF! | #REF! | #REF! | #REF! | #REF! | #REF! | #REF! | #REF! | #REF! | #REF! | #REF! | #REF! | #REF! | #REF! | #REF! | #REF! | #REF! | #REF! | #REF! | #REF! | #REF! | #REF! | #REF! | #REF! | #REF! | #REF! | #REF! | #REF! | #REF! | #REF! | #REF! | #REF! | #REF! | #REF! | #REF! | #REF! | #REF! | #REF! | #REF! | #REF! | #REF! | #REF! | #REF! | #REF! | #REF! | #REF! | #REF! | #REF! | #REF! | #REF! | #REF! | #REF! | #REF! | #REF! | #REF! | #REF! | #REF! | #REF! | #REF! | #REF! | #REF! | #REF! | #REF! | #REF! | #REF! | #REF! | #REF! | #REF! | #REF! | #REF! | #REF! | #REF! | #REF! | #REF! | #REF! | #REF! | #REF! | #REF! | #REF! | #REF! | #REF! | #REF!
2022-01-02 13:00 | #REF! | #REF! | #REF! | #REF! | #REF! | #REF! | #REF! | #REF! | #REF! | #REF! | #REF! | #REF! | #REF! | #REF! | #REF! | #REF! | #REF! | #REF! | #REF! | #REF! | #REF! | #REF! | #REF! | #REF! | #REF! | #REF! | #REF! | #REF! | #REF! | #REF! | #REF! | #REF! | #REF! | #REF! | #REF! | #REF! | #REF! | #REF! | #REF! | #REF! | #REF! | #REF! | #REF! | #REF! | #REF! | #REF! | #REF! | #REF! | #REF! | #REF! | #REF! | #REF! | #REF! | #REF! | #REF! | #REF! | #REF! | #REF! | #REF! | #REF! | #REF! | #REF! | #REF! | #REF! | #REF! | #REF! | #REF! | #REF! | #REF! | #REF! | #REF! | #REF! | #REF! | #REF! | #REF! | #REF! | #REF! | #REF! | #REF! | #REF! | #REF! | #REF! | #REF! | #REF! | #REF! | #REF! | #REF! | #REF! | #REF! | #REF! | #REF! | #REF! | #REF! | #REF! | #REF! | #REF! | #REF! | #REF! | #REF! | #REF! | #REF! | #REF! | #REF! | #REF! | #REF! | #REF! | #REF! | #REF! | #REF! | #REF! | #REF! | #REF! | #REF! | #REF! | #REF! | #REF! | #REF! | #REF! | #REF! | #REF! | #REF!
2022-01-02 14:00 | #REF! | #REF! | #REF! | #REF! | #REF! | #REF! | #REF! | #REF! | #REF! | #REF! | #REF! | #REF! | #REF! | #REF! | #REF! | #REF! | #REF! | #REF! | #REF! | #REF! | #REF! | #REF! | #REF! | #REF! | #REF! | #REF! | #REF! | #REF! | #REF! | #REF! | #REF! | #REF! | #REF! | #REF! | #REF! | #REF! | #REF! | #REF! | #REF! | #REF! | #REF! | #REF! | #REF! | #REF! | #REF! | #REF! | #REF! | #REF! | #REF! | #REF! | #REF! | #REF! | #REF! | #REF! | #REF! | #REF! | #REF! | #REF! | #REF! | #REF! | #REF! | #REF! | #REF! | #REF! | #REF! | #REF! | #REF! | #REF! | #REF! | #REF! | #REF! | #REF! | #REF! | #REF! | #REF! | #REF! | #REF! | #REF! | #REF! | #REF! | #REF! | #REF! | #REF! | #REF! | #REF! | #REF! | #REF! | #REF! | #REF! | #REF! | #REF! | #REF! | #REF! | #REF! | #REF! | #REF! | #REF! | #REF! | #REF! | #REF! | #REF! | #REF! | #REF! | #REF! | #REF! | #REF! | #REF! | #REF! | #REF! | #REF! | #REF! | #REF! | #REF! | #REF! | #REF! | #REF! | #REF! | #REF! | #REF! | #REF! | #REF!
2022-01-02 15:00 | #REF! | #REF! | #REF! | #REF! | #REF! | #REF! | #REF! | #REF! | #REF! | #REF! | #REF! | #REF! | #REF! | #REF! | #REF! | #REF! | #REF! | #REF! | #REF! | #REF! | #REF! | #REF! | #REF! | #REF! | #REF! | #REF! | #REF! | #REF! | #REF! | #REF! | #REF! | #REF! | #REF! | #REF! | #REF! | #REF! | #REF! | #REF! | #REF! | #REF! | #REF! | #REF! | #REF! | #REF! | #REF! | #REF! | #REF! | #REF! | #REF! | #REF! | #REF! | #REF! | #REF! | #REF! | #REF! | #REF! | #REF! | #REF! | #REF! | #REF! | #REF! | #REF! | #REF! | #REF! | #REF! | #REF! | #REF! | #REF! | #REF! | #REF! | #REF! | #REF! | #REF! | #REF! | #REF! | #REF! | #REF! | #REF! | #REF! | #REF! | #REF! | #REF! | #REF! | #REF! | #REF! | #REF! | #REF! | #REF! | #REF! | #REF! | #REF! | #REF! | #REF! | #REF! | #REF! | #REF! | #REF! | #REF! | #REF! | #REF! | #REF! | #REF! | #REF! | #REF! | #REF! | #REF! | #REF! | #REF! | #REF! | #REF! | #REF! | #REF! | #REF! | #REF! | #REF! | #REF! | #REF! | #REF! | #REF! | #REF! | #REF!
2022-01-02 16:00 | #REF! | #REF! | #REF! | #REF! | #REF! | #REF! | #REF! | #REF! | #REF! | #REF! | #REF! | #REF! | #REF! | #REF! | #REF! | #REF! | #REF! | #REF! | #REF! | #REF! | #REF! | #REF! | #REF! | #REF! | #REF! | #REF! | #REF! | #REF! | #REF! | #REF! | #REF! | #REF! | #REF! | #REF! | #REF! | #REF! | #REF! | #REF! | #REF! | #REF! | #REF! | #REF! | #REF! | #REF! | #REF! | #REF! | #REF! | #REF! | #REF! | #REF! | #REF! | #REF! | #REF! | #REF! | #REF! | #REF! | #REF! | #REF! | #REF! | #REF! | #REF! | #REF! | #REF! | #REF! | #REF! | #REF! | #REF! | #REF! | #REF! | #REF! | #REF! | #REF! | #REF! | #REF! | #REF! | #REF! | #REF! | #REF! | #REF! | #REF! | #REF! | #REF! | #REF! | #REF! | #REF! | #REF! | #REF! | #REF! | #REF! | #REF! | #REF! | #REF! | #REF! | #REF! | #REF! | #REF! | #REF! | #REF! | #REF! | #REF! | #REF! | #REF! | #REF! | #REF! | #REF! | #REF! | #REF! | #REF! | #REF! | #REF! | #REF! | #REF! | #REF! | #REF! | #REF! | #REF! | #REF! | #REF! | #REF! | #REF! | #REF!
2022-01-02 17:00 | #REF! | #REF! | #REF! | #REF! | #REF! | #REF! | #REF! | #REF! | #REF! | #REF! | #REF! | #REF! | #REF! | #REF! | #REF! | #REF! | #REF! | #REF! | #REF! | #REF! | #REF! | #REF! | #REF! | #REF! | #REF! | #REF! | #REF! | #REF! | #REF! | #REF! | #REF! | #REF! | #REF! | #REF! | #REF! | #REF! | #REF! | #REF! | #REF! | #REF! | #REF! | #REF! | #REF! | #REF! | #REF! | #REF! | #REF! | #REF! | #REF! | #REF! | #REF! | #REF! | #REF! | #REF! | #REF! | #REF! | #REF! | #REF! | #REF! | #REF! | #REF! | #REF! | #REF! | #REF! | #REF! | #REF! | #REF! | #REF! | #REF! | #REF! | #REF! | #REF! | #REF! | #REF! | #REF! | #REF! | #REF! | #REF! | #REF! | #REF! | #REF! | #REF! | #REF! | #REF! | #REF! | #REF! | #REF! | #REF! | #REF! | #REF! | #REF! | #REF! | #REF! | #REF! | #REF! | #REF! | #REF! | #REF! | #REF! | #REF! | #REF! | #REF! | #REF! | #REF! | #REF! | #REF! | #REF! | #REF! | #REF! | #REF! | #REF! | #REF! | #REF! | #REF! | #REF! | #REF! | #REF! | #REF! | #REF! | #REF! | #REF!
2022-01-02 18:00 | #REF! | #REF! | #REF! | #REF! | #REF! | #REF! | #REF! | #REF! | #REF! | #REF! | #REF! | #REF! | #REF! | #REF! | #REF! | #REF! | #REF! | #REF! | #REF! | #REF! | #REF! | #REF! | #REF! | #REF! | #REF! | #REF! | #REF! | #REF! | #REF! | #REF! | #REF! | #REF! | #REF! | #REF! | #REF! | #REF! | #REF! | #REF! | #REF! | #REF! | #REF! | #REF! | #REF! | #REF! | #REF! | #REF! | #REF! | #REF! | #REF! | #REF! | #REF! | #REF! | #REF! | #REF! | #REF! | #REF! | #REF! | #REF! | #REF! | #REF! | #REF! | #REF! | #REF! | #REF! | #REF! | #REF! | #REF! | #REF! | #REF! | #REF! | #REF! | #REF! | #REF! | #REF! | #REF! | #REF! | #REF! | #REF! | #REF! | #REF! | #REF! | #REF! | #REF! | #REF! | #REF! | #REF! | #REF! | #REF! | #REF! | #REF! | #REF! | #REF! | #REF! | #REF! | #REF! | #REF! | #REF! | #REF! | #REF! | #REF! | #REF! | #REF! | #REF! | #REF! | #REF! | #REF! | #REF! | #REF! | #REF! | #REF! | #REF! | #REF! | #REF! | #REF! | #REF! | #REF! | #REF! | #REF! | #REF! | #REF! | #REF!
2022-01-02 19:00 | #REF! | #REF! | #REF! | #REF! | #REF! | #REF! | #REF! | #REF! | #REF! | #REF! | #REF! | #REF! | #REF! | #REF! | #REF! | #REF! | #REF! | #REF! | #REF! | #REF! | #REF! | #REF! | #REF! | #REF! | #REF! | #REF! | #REF! | #REF! | #REF! | #REF! | #REF! | #REF! | #REF! | #REF! | #REF! | #REF! | #REF! | #REF! | #REF! | #REF! | #REF! | #REF! | #REF! | #REF! | #REF! | #REF! | #REF! | #REF! | #REF! | #REF! | #REF! | #REF! | #REF! | #REF! | #REF! | #REF! | #REF! | #REF! | #REF! | #REF! | #REF! | #REF! | #REF! | #REF! | #REF! | #REF! | #REF! | #REF! | #REF! | #REF! | #REF! | #REF! | #REF! | #REF! | #REF! | #REF! | #REF! | #REF! | #REF! | #REF! | #REF! | #REF! | #REF! | #REF! | #REF! | #REF! | #REF! | #REF! | #REF! | #REF! | #REF! | #REF! | #REF! | #REF! | #REF! | #REF! | #REF! | #REF! | #REF! | #REF! | #REF! | #REF! | #REF! | #REF! | #REF! | #REF! | #REF! | #REF! | #REF! | #REF! | #REF! | #REF! | #REF! | #REF! | #REF! | #REF! | #REF! | #REF! | #REF! | #REF! | #REF!
2022-01-02 20:00 | #REF! | #REF! | #REF! | #REF! | #REF! | #REF! | #REF! | #REF! | #REF! | #REF! | #REF! | #REF! | #REF! | #REF! | #REF! | #REF! | #REF! | #REF! | #REF! | #REF! | #REF! | #REF! | #REF! | #REF! | #REF! | #REF! | #REF! | #REF! | #REF! | #REF! | #REF! | #REF! | #REF! | #REF! | #REF! | #REF! | #REF! | #REF! | #REF! | #REF! | #REF! | #REF! | #REF! | #REF! | #REF! | #REF! | #REF! | #REF! | #REF! | #REF! | #REF! | #REF! | #REF! | #REF! | #REF! | #REF! | #REF! | #REF! | #REF! | #REF! | #REF! | #REF! | #REF! | #REF! | #REF! | #REF! | #REF! | #REF! | #REF! | #REF! | #REF! | #REF! | #REF! | #REF! | #REF! | #REF! | #REF! | #REF! | #REF! | #REF! | #REF! | #REF! | #REF! | #REF! | #REF! | #REF! | #REF! | #REF! | #REF! | #REF! | #REF! | #REF! | #REF! | #REF! | #REF! | #REF! | #REF! | #REF! | #REF! | #REF! | #REF! | #REF! | #REF! | #REF! | #REF! | #REF! | #REF! | #REF! | #REF! | #REF! | #REF! | #REF! | #REF! | #REF! | #REF! | #REF! | #REF! | #REF! | #REF! | #REF! | #REF!
2022-01-02 21:00 | #REF! | #REF! | #REF! | #REF! | #REF! | #REF! | #REF! | #REF! | #REF! | #REF! | #REF! | #REF! | #REF! | #REF! | #REF! | #REF! | #REF! | #REF! | #REF! | #REF! | #REF! | #REF! | #REF! | #REF! | #REF! | #REF! | #REF! | #REF! | #REF! | #REF! | #REF! | #REF! | #REF! | #REF! | #REF! | #REF! | #REF! | #REF! | #REF! | #REF! | #REF! | #REF! | #REF! | #REF! | #REF! | #REF! | #REF! | #REF! | #REF! | #REF! | #REF! | #REF! | #REF! | #REF! | #REF! | #REF! | #REF! | #REF! | #REF! | #REF! | #REF! | #REF! | #REF! | #REF! | #REF! | #REF! | #REF! | #REF! | #REF! | #REF! | #REF! | #REF! | #REF! | #REF! | #REF! | #REF! | #REF! | #REF! | #REF! | #REF! | #REF! | #REF! | #REF! | #REF! | #REF! | #REF! | #REF! | #REF! | #REF! | #REF! | #REF! | #REF! | #REF! | #REF! | #REF! | #REF! | #REF! | #REF! | #REF! | #REF! | #REF! | #REF! | #REF! | #REF! | #REF! | #REF! | #REF! | #REF! | #REF! | #REF! | #REF! | #REF! | #REF! | #REF! | #REF! | #REF! | #REF! | #REF! | #REF! | #REF! | #REF!
2022-01-02 22:00 | #REF! | #REF! | #REF! | #REF! | #REF! | #REF! | #REF! | #REF! | #REF! | #REF! | #REF! | #REF! | #REF! | #REF! | #REF! | #REF! | #REF! | #REF! | #REF! | #REF! | #REF! | #REF! | #REF! | #REF! | #REF! | #REF! | #REF! | #REF! | #REF! | #REF! | #REF! | #REF! | #REF! | #REF! | #REF! | #REF! | #REF! | #REF! | #REF! | #REF! | #REF! | #REF! | #REF! | #REF! | #REF! | #REF! | #REF! | #REF! | #REF! | #REF! | #REF! | #REF! | #REF! | #REF! | #REF! | #REF! | #REF! | #REF! | #REF! | #REF! | #REF! | #REF! | #REF! | #REF! | #REF! | #REF! | #REF! | #REF! | #REF! | #REF! | #REF! | #REF! | #REF! | #REF! | #REF! | #REF! | #REF! | #REF! | #REF! | #REF! | #REF! | #REF! | #REF! | #REF! | #REF! | #REF! | #REF! | #REF! | #REF! | #REF! | #REF! | #REF! | #REF! | #REF! | #REF! | #REF! | #REF! | #REF! | #REF! | #REF! | #REF! | #REF! | #REF! | #REF! | #REF! | #REF! | #REF! | #REF! | #REF! | #REF! | #REF! | #REF! | #REF! | #REF! | #REF! | #REF! | #REF! | #REF! | #REF! | #REF! | #REF!
2022-01-02 23:00 | #REF! | #REF! | #REF! | #REF! | #REF! | #REF! | #REF! | #REF! | #REF! | #REF! | #REF! | #REF! | #REF! | #REF! | #REF! | #REF! | #REF! | #REF! | #REF! | #REF! | #REF! | #REF! | #REF! | #REF! | #REF! | #REF! | #REF! | #REF! | #REF! | #REF! | #REF! | #REF! | #REF! | #REF! | #REF! | #REF! | #REF! | #REF! | #REF! | #REF! | #REF! | #REF! | #REF! | #REF! | #REF! | #REF! | #REF! | #REF! | #REF! | #REF! | #REF! | #REF! | #REF! | #REF! | #REF! | #REF! | #REF! | #REF! | #REF! | #REF! | #REF! | #REF! | #REF! | #REF! | #REF! | #REF! | #REF! | #REF! | #REF! | #REF! | #REF! | #REF! | #REF! | #REF! | #REF! | #REF! | #REF! | #REF! | #REF! | #REF! | #REF! | #REF! | #REF! | #REF! | #REF! | #REF! | #REF! | #REF! | #REF! | #REF! | #REF! | #REF! | #REF! | #REF! | #REF! | #REF! | #REF! | #REF! | #REF! | #REF! | #REF! | #REF! | #REF! | #REF! | #REF! | #REF! | #REF! | #REF! | #REF! | #REF! | #REF! | #REF! | #REF! | #REF! | #REF! | #REF! | #REF! | #REF! | #REF! | #REF! | #REF!
2022-01-03 | #REF! | #REF! | #REF! | #REF! | #REF! | #REF! | #REF! | #REF! | #REF! | #REF! | #REF! | #REF! | #REF! | #REF! | #REF! | #REF! | #REF! | #REF! | #REF! | #REF! | #REF! | #REF! | #REF! | #REF! | #REF! | #REF! | #REF! | #REF! | #REF! | #REF! | #REF! | #REF! | #REF! | #REF! | #REF! | #REF! | #REF! | #REF! | #REF! | #REF! | #REF! | #REF! | #REF! | #REF! | #REF! | #REF! | #REF! | #REF! | #REF! | #REF! | #REF! | #REF! | #REF! | #REF! | #REF! | #REF! | #REF! | #REF! | #REF! | #REF! | #REF! | #REF! | #REF! | #REF! | #REF! | #REF! | #REF! | #REF! | #REF! | #REF! | #REF! | #REF! | #REF! | #REF! | #REF! | #REF! | #REF! | #REF! | #REF! | #REF! | #REF! | #REF! | #REF! | #REF! | #REF! | #REF! | #REF! | #REF! | #REF! | #REF! | #REF! | #REF! | #REF! | #REF! | #REF! | #REF! | #REF! | #REF! | #REF! | #REF! | #REF! | #REF! | #REF! | #REF! | #REF! | #REF! | #REF! | #REF! | #REF! | #REF! | #REF! | #REF! | #REF! | #REF! | #REF! | #REF! | #REF! | #REF! | #REF! | #REF! | #REF!
2022-01-03 01:00 | #REF! | #REF! | #REF! | #REF! | #REF! | #REF! | #REF! | #REF! | #REF! | #REF! | #REF! | #REF! | #REF! | #REF! | #REF! | #REF! | #REF! | #REF! | #REF! | #REF! | #REF! | #REF! | #REF! | #REF! | #REF! | #REF! | #REF! | #REF! | #REF! | #REF! | #REF! | #REF! | #REF! | #REF! | #REF! | #REF! | #REF! | #REF! | #REF! | #REF! | #REF! | #REF! | #REF! | #REF! | #REF! | #REF! | #REF! | #REF! | #REF! | #REF! | #REF! | #REF! | #REF! | #REF! | #REF! | #REF! | #REF! | #REF! | #REF! | #REF! | #REF! | #REF! | #REF! | #REF! | #REF! | #REF! | #REF! | #REF! | #REF! | #REF! | #REF! | #REF! | #REF! | #REF! | #REF! | #REF! | #REF! | #REF! | #REF! | #REF! | #REF! | #REF! | #REF! | #REF! | #REF! | #REF! | #REF! | #REF! | #REF! | #REF! | #REF! | #REF! | #REF! | #REF! | #REF! | #REF! | #REF! | #REF! | #REF! | #REF! | #REF! | #REF! | #REF! | #REF! | #REF! | #REF! | #REF! | #REF! | #REF! | #REF! | #REF! | #REF! | #REF! | #REF! | #REF! | #REF! | #REF! | #REF! | #REF! | #REF! | #REF!
2022-01-03 02:00 | #REF! | #REF! | #REF! | #REF! | #REF! | #REF! | #REF! | #REF! | #REF! | #REF! | #REF! | #REF! | #REF! | #REF! | #REF! | #REF! | #REF! | #REF! | #REF! | #REF! | #REF! | #REF! | #REF! | #REF! | #REF! | #REF! | #REF! | #REF! | #REF! | #REF! | #REF! | #REF! | #REF! | #REF! | #REF! | #REF! | #REF! | #REF! | #REF! | #REF! | #REF! | #REF! | #REF! | #REF! | #REF! | #REF! | #REF! | #REF! | #REF! | #REF! | #REF! | #REF! | #REF! | #REF! | #REF! | #REF! | #REF! | #REF! | #REF! | #REF! | #REF! | #REF! | #REF! | #REF! | #REF! | #REF! | #REF! | #REF! | #REF! | #REF! | #REF! | #REF! | #REF! | #REF! | #REF! | #REF! | #REF! | #REF! | #REF! | #REF! | #REF! | #REF! | #REF! | #REF! | #REF! | #REF! | #REF! | #REF! | #REF! | #REF! | #REF! | #REF! | #REF! | #REF! | #REF! | #REF! | #REF! | #REF! | #REF! | #REF! | #REF! | #REF! | #REF! | #REF! | #REF! | #REF! | #REF! | #REF! | #REF! | #REF! | #REF! | #REF! | #REF! | #REF! | #REF! | #REF! | #REF! | #REF! | #REF! | #REF! | #REF!
2022-01-03 03:00 | #REF! | #REF! | #REF! | #REF! | #REF! | #REF! | #REF! | #REF! | #REF! | #REF! | #REF! | #REF! | #REF! | #REF! | #REF! | #REF! | #REF! | #REF! | #REF! | #REF! | #REF! | #REF! | #REF! | #REF! | #REF! | #REF! | #REF! | #REF! | #REF! | #REF! | #REF! | #REF! | #REF! | #REF! | #REF! | #REF! | #REF! | #REF! | #REF! | #REF! | #REF! | #REF! | #REF! | #REF! | #REF! | #REF! | #REF! | #REF! | #REF! | #REF! | #REF! | #REF! | #REF! | #REF! | #REF! | #REF! | #REF! | #REF! | #REF! | #REF! | #REF! | #REF! | #REF! | #REF! | #REF! | #REF! | #REF! | #REF! | #REF! | #REF! | #REF! | #REF! | #REF! | #REF! | #REF! | #REF! | #REF! | #REF! | #REF! | #REF! | #REF! | #REF! | #REF! | #REF! | #REF! | #REF! | #REF! | #REF! | #REF! | #REF! | #REF! | #REF! | #REF! | #REF! | #REF! | #REF! | #REF! | #REF! | #REF! | #REF! | #REF! | #REF! | #REF! | #REF! | #REF! | #REF! | #REF! | #REF! | #REF! | #REF! | #REF! | #REF! | #REF! | #REF! | #REF! | #REF! | #REF! | #REF! | #REF! | #REF! | #REF!
2022-01-03 04:00 | #REF! | #REF! | #REF! | #REF! | #REF! | #REF! | #REF! | #REF! | #REF! | #REF! | #REF! | #REF! | #REF! | #REF! | #REF! | #REF! | #REF! | #REF! | #REF! | #REF! | #REF! | #REF! | #REF! | #REF! | #REF! | #REF! | #REF! | #REF! | #REF! | #REF! | #REF! | #REF! | #REF! | #REF! | #REF! | #REF! | #REF! | #REF! | #REF! | #REF! | #REF! | #REF! | #REF! | #REF! | #REF! | #REF! | #REF! | #REF! | #REF! | #REF! | #REF! | #REF! | #REF! | #REF! | #REF! | #REF! | #REF! | #REF! | #REF! | #REF! | #REF! | #REF! | #REF! | #REF! | #REF! | #REF! | #REF! | #REF! | #REF! | #REF! | #REF! | #REF! | #REF! | #REF! | #REF! | #REF! | #REF! | #REF! | #REF! | #REF! | #REF! | #REF! | #REF! | #REF! | #REF! | #REF! | #REF! | #REF! | #REF! | #REF! | #REF! | #REF! | #REF! | #REF! | #REF! | #REF! | #REF! | #REF! | #REF! | #REF! | #REF! | #REF! | #REF! | #REF! | #REF! | #REF! | #REF! | #REF! | #REF! | #REF! | #REF! | #REF! | #REF! | #REF! | #REF! | #REF! | #REF! | #REF! | #REF! | #REF! | #REF!
2022-01-03 05:00 | #REF! | #REF! | #REF! | #REF! | #REF! | #REF! | #REF! | #REF! | #REF! | #REF! | #REF! | #REF! | #REF! | #REF! | #REF! | #REF! | #REF! | #REF! | #REF! | #REF! | #REF! | #REF! | #REF! | #REF! | #REF! | #REF! | #REF! | #REF! | #REF! | #REF! | #REF! | #REF! | #REF! | #REF! | #REF! | #REF! | #REF! | #REF! | #REF! | #REF! | #REF! | #REF! | #REF! | #REF! | #REF! | #REF! | #REF! | #REF! | #REF! | #REF! | #REF! | #REF! | #REF! | #REF! | #REF! | #REF! | #REF! | #REF! | #REF! | #REF! | #REF! | #REF! | #REF! | #REF! | #REF! | #REF! | #REF! | #REF! | #REF! | #REF! | #REF! | #REF! | #REF! | #REF! | #REF! | #REF! | #REF! | #REF! | #REF! | #REF! | #REF! | #REF! | #REF! | #REF! | #REF! | #REF! | #REF! | #REF! | #REF! | #REF! | #REF! | #REF! | #REF! | #REF! | #REF! | #REF! | #REF! | #REF! | #REF! | #REF! | #REF! | #REF! | #REF! | #REF! | #REF! | #REF! | #REF! | #REF! | #REF! | #REF! | #REF! | #REF! | #REF! | #REF! | #REF! | #REF! | #REF! | #REF! | #REF! | #REF! | #REF!
2022-01-03 06:00 | #REF! | #REF! | #REF! | #REF! | #REF! | #REF! | #REF! | #REF! | #REF! | #REF! | #REF! | #REF! | #REF! | #REF! | #REF! | #REF! | #REF! | #REF! | #REF! | #REF! | #REF! | #REF! | #REF! | #REF! | #REF! | #REF! | #REF! | #REF! | #REF! | #REF! | #REF! | #REF! | #REF! | #REF! | #REF! | #REF! | #REF! | #REF! | #REF! | #REF! | #REF! | #REF! | #REF! | #REF! | #REF! | #REF! | #REF! | #REF! | #REF! | #REF! | #REF! | #REF! | #REF! | #REF! | #REF! | #REF! | #REF! | #REF! | #REF! | #REF! | #REF! | #REF! | #REF! | #REF! | #REF! | #REF! | #REF! | #REF! | #REF! | #REF! | #REF! | #REF! | #REF! | #REF! | #REF! | #REF! | #REF! | #REF! | #REF! | #REF! | #REF! | #REF! | #REF! | #REF! | #REF! | #REF! | #REF! | #REF! | #REF! | #REF! | #REF! | #REF! | #REF! | #REF! | #REF! | #REF! | #REF! | #REF! | #REF! | #REF! | #REF! | #REF! | #REF! | #REF! | #REF! | #REF! | #REF! | #REF! | #REF! | #REF! | #REF! | #REF! | #REF! | #REF! | #REF! | #REF! | #REF! | #REF! | #REF! | #REF! | #REF!
2022-01-03 07:00 | #REF! | #REF! | #REF! | #REF! | #REF! | #REF! | #REF! | #REF! | #REF! | #REF! | #REF! | #REF! | #REF! | #REF! | #REF! | #REF! | #REF! | #REF! | #REF! | #REF! | #REF! | #REF! | #REF! | #REF! | #REF! | #REF! | #REF! | #REF! | #REF! | #REF! | #REF! | #REF! | #REF! | #REF! | #REF! | #REF! | #REF! | #REF! | #REF! | #REF! | #REF! | #REF! | #REF! | #REF! | #REF! | #REF! | #REF! | #REF! | #REF! | #REF! | #REF! | #REF! | #REF! | #REF! | #REF! | #REF! | #REF! | #REF! | #REF! | #REF! | #REF! | #REF! | #REF! | #REF! | #REF! | #REF! | #REF! | #REF! | #REF! | #REF! | #REF! | #REF! | #REF! | #REF! | #REF! | #REF! | #REF! | #REF! | #REF! | #REF! | #REF! | #REF! | #REF! | #REF! | #REF! | #REF! | #REF! | #REF! | #REF! | #REF! | #REF! | #REF! | #REF! | #REF! | #REF! | #REF! | #REF! | #REF! | #REF! | #REF! | #REF! | #REF! | #REF! | #REF! | #REF! | #REF! | #REF! | #REF! | #REF! | #REF! | #REF! | #REF! | #REF! | #REF! | #REF! | #REF! | #REF! | #REF! | #REF! | #REF! | #REF!
2022-01-03 08:00 | #REF! | #REF! | #REF! | #REF! | #REF! | #REF! | #REF! | #REF! | #REF! | #REF! | #REF! | #REF! | #REF! | #REF! | #REF! | #REF! | #REF! | #REF! | #REF! | #REF! | #REF! | #REF! | #REF! | #REF! | #REF! | #REF! | #REF! | #REF! | #REF! | #REF! | #REF! | #REF! | #REF! | #REF! | #REF! | #REF! | #REF! | #REF! | #REF! | #REF! | #REF! | #REF! | #REF! | #REF! | #REF! | #REF! | #REF! | #REF! | #REF! | #REF! | #REF! | #REF! | #REF! | #REF! | #REF! | #REF! | #REF! | #REF! | #REF! | #REF! | #REF! | #REF! | #REF! | #REF! | #REF! | #REF! | #REF! | #REF! | #REF! | #REF! | #REF! | #REF! | #REF! | #REF! | #REF! | #REF! | #REF! | #REF! | #REF! | #REF! | #REF! | #REF! | #REF! | #REF! | #REF! | #REF! | #REF! | #REF! | #REF! | #REF! | #REF! | #REF! | #REF! | #REF! | #REF! | #REF! | #REF! | #REF! | #REF! | #REF! | #REF! | #REF! | #REF! | #REF! | #REF! | #REF! | #REF! | #REF! | #REF! | #REF! | #REF! | #REF! | #REF! | #REF! | #REF! | #REF! | #REF! | #REF! | #REF! | #REF! | #REF!
2022-01-03 09:00 | #REF! | #REF! | #REF! | #REF! | #REF! | #REF! | #REF! | #REF! | #REF! | #REF! | #REF! | #REF! | #REF! | #REF! | #REF! | #REF! | #REF! | #REF! | #REF! | #REF! | #REF! | #REF! | #REF! | #REF! | #REF! | #REF! | #REF! | #REF! | #REF! | #REF! | #REF! | #REF! | #REF! | #REF! | #REF! | #REF! | #REF! | #REF! | #REF! | #REF! | #REF! | #REF! | #REF! | #REF! | #REF! | #REF! | #REF! | #REF! | #REF! | #REF! | #REF! | #REF! | #REF! | #REF! | #REF! | #REF! | #REF! | #REF! | #REF! | #REF! | #REF! | #REF! | #REF! | #REF! | #REF! | #REF! | #REF! | #REF! | #REF! | #REF! | #REF! | #REF! | #REF! | #REF! | #REF! | #REF! | #REF! | #REF! | #REF! | #REF! | #REF! | #REF! | #REF! | #REF! | #REF! | #REF! | #REF! | #REF! | #REF! | #REF! | #REF! | #REF! | #REF! | #REF! | #REF! | #REF! | #REF! | #REF! | #REF! | #REF! | #REF! | #REF! | #REF! | #REF! | #REF! | #REF! | #REF! | #REF! | #REF! | #REF! | #REF! | #REF! | #REF! | #REF! | #REF! | #REF! | #REF! | #REF! | #REF! | #REF! | #REF!
2022-01-03 10:00 | #REF! | #REF! | #REF! | #REF! | #REF! | #REF! | #REF! | #REF! | #REF! | #REF! | #REF! | #REF! | #REF! | #REF! | #REF! | #REF! | #REF! | #REF! | #REF! | #REF! | #REF! | #REF! | #REF! | #REF! | #REF! | #REF! | #REF! | #REF! | #REF! | #REF! | #REF! | #REF! | #REF! | #REF! | #REF! | #REF! | #REF! | #REF! | #REF! | #REF! | #REF! | #REF! | #REF! | #REF! | #REF! | #REF! | #REF! | #REF! | #REF! | #REF! | #REF! | #REF! | #REF! | #REF! | #REF! | #REF! | #REF! | #REF! | #REF! | #REF! | #REF! | #REF! | #REF! | #REF! | #REF! | #REF! | #REF! | #REF! | #REF! | #REF! | #REF! | #REF! | #REF! | #REF! | #REF! | #REF! | #REF! | #REF! | #REF! | #REF! | #REF! | #REF! | #REF! | #REF! | #REF! | #REF! | #REF! | #REF! | #REF! | #REF! | #REF! | #REF! | #REF! | #REF! | #REF! | #REF! | #REF! | #REF! | #REF! | #REF! | #REF! | #REF! | #REF! | #REF! | #REF! | #REF! | #REF! | #REF! | #REF! | #REF! | #REF! | #REF! | #REF! | #REF! | #REF! | #REF! | #REF! | #REF! | #REF! | #REF! | #REF!
2022-01-03 11:00 | #REF! | #REF! | #REF! | #REF! | #REF! | #REF! | #REF! | #REF! | #REF! | #REF! | #REF! | #REF! | #REF! | #REF! | #REF! | #REF! | #REF! | #REF! | #REF! | #REF! | #REF! | #REF! | #REF! | #REF! | #REF! | #REF! | #REF! | #REF! | #REF! | #REF! | #REF! | #REF! | #REF! | #REF! | #REF! | #REF! | #REF! | #REF! | #REF! | #REF! | #REF! | #REF! | #REF! | #REF! | #REF! | #REF! | #REF! | #REF! | #REF! | #REF! | #REF! | #REF! | #REF! | #REF! | #REF! | #REF! | #REF! | #REF! | #REF! | #REF! | #REF! | #REF! | #REF! | #REF! | #REF! | #REF! | #REF! | #REF! | #REF! | #REF! | #REF! | #REF! | #REF! | #REF! | #REF! | #REF! | #REF! | #REF! | #REF! | #REF! | #REF! | #REF! | #REF! | #REF! | #REF! | #REF! | #REF! | #REF! | #REF! | #REF! | #REF! | #REF! | #REF! | #REF! | #REF! | #REF! | #REF! | #REF! | #REF! | #REF! | #REF! | #REF! | #REF! | #REF! | #REF! | #REF! | #REF! | #REF! | #REF! | #REF! | #REF! | #REF! | #REF! | #REF! | #REF! | #REF! | #REF! | #REF! | #REF! | #REF! | #REF!
2022-01-03 12:00 | #REF! | #REF! | #REF! | #REF! | #REF! | #REF! | #REF! | #REF! | #REF! | #REF! | #REF! | #REF! | #REF! | #REF! | #REF! | #REF! | #REF! | #REF! | #REF! | #REF! | #REF! | #REF! | #REF! | #REF! | #REF! | #REF! | #REF! | #REF! | #REF! | #REF! | #REF! | #REF! | #REF! | #REF! | #REF! | #REF! | #REF! | #REF! | #REF! | #REF! | #REF! | #REF! | #REF! | #REF! | #REF! | #REF! | #REF! | #REF! | #REF! | #REF! | #REF! | #REF! | #REF! | #REF! | #REF! | #REF! | #REF! | #REF! | #REF! | #REF! | #REF! | #REF! | #REF! | #REF! | #REF! | #REF! | #REF! | #REF! | #REF! | #REF! | #REF! | #REF! | #REF! | #REF! | #REF! | #REF! | #REF! | #REF! | #REF! | #REF! | #REF! | #REF! | #REF! | #REF! | #REF! | #REF! | #REF! | #REF! | #REF! | #REF! | #REF! | #REF! | #REF! | #REF! | #REF! | #REF! | #REF! | #REF! | #REF! | #REF! | #REF! | #REF! | #REF! | #REF! | #REF! | #REF! | #REF! | #REF! | #REF! | #REF! | #REF! | #REF! | #REF! | #REF! | #REF! | #REF! | #REF! | #REF! | #REF! | #REF! | #REF!
2022-01-03 13:00 | #REF! | #REF! | #REF! | #REF! | #REF! | #REF! | #REF! | #REF! | #REF! | #REF! | #REF! | #REF! | #REF! | #REF! | #REF! | #REF! | #REF! | #REF! | #REF! | #REF! | #REF! | #REF! | #REF! | #REF! | #REF! | #REF! | #REF! | #REF! | #REF! | #REF! | #REF! | #REF! | #REF! | #REF! | #REF! | #REF! | #REF! | #REF! | #REF! | #REF! | #REF! | #REF! | #REF! | #REF! | #REF! | #REF! | #REF! | #REF! | #REF! | #REF! | #REF! | #REF! | #REF! | #REF! | #REF! | #REF! | #REF! | #REF! | #REF! | #REF! | #REF! | #REF! | #REF! | #REF! | #REF! | #REF! | #REF! | #REF! | #REF! | #REF! | #REF! | #REF! | #REF! | #REF! | #REF! | #REF! | #REF! | #REF! | #REF! | #REF! | #REF! | #REF! | #REF! | #REF! | #REF! | #REF! | #REF! | #REF! | #REF! | #REF! | #REF! | #REF! | #REF! | #REF! | #REF! | #REF! | #REF! | #REF! | #REF! | #REF! | #REF! | #REF! | #REF! | #REF! | #REF! | #REF! | #REF! | #REF! | #REF! | #REF! | #REF! | #REF! | #REF! | #REF! | #REF! | #REF! | #REF! | #REF! | #REF! | #REF! | #REF!
2022-01-03 14:00 | #REF! | #REF! | #REF! | #REF! | #REF! | #REF! | #REF! | #REF! | #REF! | #REF! | #REF! | #REF! | #REF! | #REF! | #REF! | #REF! | #REF! | #REF! | #REF! | #REF! | #REF! | #REF! | #REF! | #REF! | #REF! | #REF! | #REF! | #REF! | #REF! | #REF! | #REF! | #REF! | #REF! | #REF! | #REF! | #REF! | #REF! | #REF! | #REF! | #REF! | #REF! | #REF! | #REF! | #REF! | #REF! | #REF! | #REF! | #REF! | #REF! | #REF! | #REF! | #REF! | #REF! | #REF! | #REF! | #REF! | #REF! | #REF! | #REF! | #REF! | #REF! | #REF! | #REF! | #REF! | #REF! | #REF! | #REF! | #REF! | #REF! | #REF! | #REF! | #REF! | #REF! | #REF! | #REF! | #REF! | #REF! | #REF! | #REF! | #REF! | #REF! | #REF! | #REF! | #REF! | #REF! | #REF! | #REF! | #REF! | #REF! | #REF! | #REF! | #REF! | #REF! | #REF! | #REF! | #REF! | #REF! | #REF! | #REF! | #REF! | #REF! | #REF! | #REF! | #REF! | #REF! | #REF! | #REF! | #REF! | #REF! | #REF! | #REF! | #REF! | #REF! | #REF! | #REF! | #REF! | #REF! | #REF! | #REF! | #REF! | #REF!
2022-01-03 15:00 | #REF! | #REF! | #REF! | #REF! | #REF! | #REF! | #REF! | #REF! | #REF! | #REF! | #REF! | #REF! | #REF! | #REF! | #REF! | #REF! | #REF! | #REF! | #REF! | #REF! | #REF! | #REF! | #REF! | #REF! | #REF! | #REF! | #REF! | #REF! | #REF! | #REF! | #REF! | #REF! | #REF! | #REF! | #REF! | #REF! | #REF! | #REF! | #REF! | #REF! | #REF! | #REF! | #REF! | #REF! | #REF! | #REF! | #REF! | #REF! | #REF! | #REF! | #REF! | #REF! | #REF! | #REF! | #REF! | #REF! | #REF! | #REF! | #REF! | #REF! | #REF! | #REF! | #REF! | #REF! | #REF! | #REF! | #REF! | #REF! | #REF! | #REF! | #REF! | #REF! | #REF! | #REF! | #REF! | #REF! | #REF! | #REF! | #REF! | #REF! | #REF! | #REF! | #REF! | #REF! | #REF! | #REF! | #REF! | #REF! | #REF! | #REF! | #REF! | #REF! | #REF! | #REF! | #REF! | #REF! | #REF! | #REF! | #REF! | #REF! | #REF! | #REF! | #REF! | #REF! | #REF! | #REF! | #REF! | #REF! | #REF! | #REF! | #REF! | #REF! | #REF! | #REF! | #REF! | #REF! | #REF! | #REF! | #REF! | #REF! | #REF!
2022-01-03 16:00 | #REF! | #REF! | #REF! | #REF! | #REF! | #REF! | #REF! | #REF! | #REF! | #REF! | #REF! | #REF! | #REF! | #REF! | #REF! | #REF! | #REF! | #REF! | #REF! | #REF! | #REF! | #REF! | #REF! | #REF! | #REF! | #REF! | #REF! | #REF! | #REF! | #REF! | #REF! | #REF! | #REF! | #REF! | #REF! | #REF! | #REF! | #REF! | #REF! | #REF! | #REF! | #REF! | #REF! | #REF! | #REF! | #REF! | #REF! | #REF! | #REF! | #REF! | #REF! | #REF! | #REF! | #REF! | #REF! | #REF! | #REF! | #REF! | #REF! | #REF! | #REF! | #REF! | #REF! | #REF! | #REF! | #REF! | #REF! | #REF! | #REF! | #REF! | #REF! | #REF! | #REF! | #REF! | #REF! | #REF! | #REF! | #REF! | #REF! | #REF! | #REF! | #REF! | #REF! | #REF! | #REF! | #REF! | #REF! | #REF! | #REF! | #REF! | #REF! | #REF! | #REF! | #REF! | #REF! | #REF! | #REF! | #REF! | #REF! | #REF! | #REF! | #REF! | #REF! | #REF! | #REF! | #REF! | #REF! | #REF! | #REF! | #REF! | #REF! | #REF! | #REF! | #REF! | #REF! | #REF! | #REF! | #REF! | #REF! | #REF! | #REF!
2022-01-03 17:00 | #REF! | #REF! | #REF! | #REF! | #REF! | #REF! | #REF! | #REF! | #REF! | #REF! | #REF! | #REF! | #REF! | #REF! | #REF! | #REF! | #REF! | #REF! | #REF! | #REF! | #REF! | #REF! | #REF! | #REF! | #REF! | #REF! | #REF! | #REF! | #REF! | #REF! | #REF! | #REF! | #REF! | #REF! | #REF! | #REF! | #REF! | #REF! | #REF! | #REF! | #REF! | #REF! | #REF! | #REF! | #REF! | #REF! | #REF! | #REF! | #REF! | #REF! | #REF! | #REF! | #REF! | #REF! | #REF! | #REF! | #REF! | #REF! | #REF! | #REF! | #REF! | #REF! | #REF! | #REF! | #REF! | #REF! | #REF! | #REF! | #REF! | #REF! | #REF! | #REF! | #REF! | #REF! | #REF! | #REF! | #REF! | #REF! | #REF! | #REF! | #REF! | #REF! | #REF! | #REF! | #REF! | #REF! | #REF! | #REF! | #REF! | #REF! | #REF! | #REF! | #REF! | #REF! | #REF! | #REF! | #REF! | #REF! | #REF! | #REF! | #REF! | #REF! | #REF! | #REF! | #REF! | #REF! | #REF! | #REF! | #REF! | #REF! | #REF! | #REF! | #REF! | #REF! | #REF! | #REF! | #REF! | #REF! | #REF! | #REF! | #REF!
2022-01-03 18:00 | #REF! | #REF! | #REF! | #REF! | #REF! | #REF! | #REF! | #REF! | #REF! | #REF! | #REF! | #REF! | #REF! | #REF! | #REF! | #REF! | #REF! | #REF! | #REF! | #REF! | #REF! | #REF! | #REF! | #REF! | #REF! | #REF! | #REF! | #REF! | #REF! | #REF! | #REF! | #REF! | #REF! | #REF! | #REF! | #REF! | #REF! | #REF! | #REF! | #REF! | #REF! | #REF! | #REF! | #REF! | #REF! | #REF! | #REF! | #REF! | #REF! | #REF! | #REF! | #REF! | #REF! | #REF! | #REF! | #REF! | #REF! | #REF! | #REF! | #REF! | #REF! | #REF! | #REF! | #REF! | #REF! | #REF! | #REF! | #REF! | #REF! | #REF! | #REF! | #REF! | #REF! | #REF! | #REF! | #REF! | #REF! | #REF! | #REF! | #REF! | #REF! | #REF! | #REF! | #REF! | #REF! | #REF! | #REF! | #REF! | #REF! | #REF! | #REF! | #REF! | #REF! | #REF! | #REF! | #REF! | #REF! | #REF! | #REF! | #REF! | #REF! | #REF! | #REF! | #REF! | #REF! | #REF! | #REF! | #REF! | #REF! | #REF! | #REF! | #REF! | #REF! | #REF! | #REF! | #REF! | #REF! | #REF! | #REF! | #REF! | #REF!
2022-01-03 19:00 | #REF! | #REF! | #REF! | #REF! | #REF! | #REF! | #REF! | #REF! | #REF! | #REF! | #REF! | #REF! | #REF! | #REF! | #REF! | #REF! | #REF! | #REF! | #REF! | #REF! | #REF! | #REF! | #REF! | #REF! | #REF! | #REF! | #REF! | #REF! | #REF! | #REF! | #REF! | #REF! | #REF! | #REF! | #REF! | #REF! | #REF! | #REF! | #REF! | #REF! | #REF! | #REF! | #REF! | #REF! | #REF! | #REF! | #REF! | #REF! | #REF! | #REF! | #REF! | #REF! | #REF! | #REF! | #REF! | #REF! | #REF! | #REF! | #REF! | #REF! | #REF! | #REF! | #REF! | #REF! | #REF! | #REF! | #REF! | #REF! | #REF! | #REF! | #REF! | #REF! | #REF! | #REF! | #REF! | #REF! | #REF! | #REF! | #REF! | #REF! | #REF! | #REF! | #REF! | #REF! | #REF! | #REF! | #REF! | #REF! | #REF! | #REF! | #REF! | #REF! | #REF! | #REF! | #REF! | #REF! | #REF! | #REF! | #REF! | #REF! | #REF! | #REF! | #REF! | #REF! | #REF! | #REF! | #REF! | #REF! | #REF! | #REF! | #REF! | #REF! | #REF! | #REF! | #REF! | #REF! | #REF! | #REF! | #REF! | #REF! | #REF!
2022-01-03 20:00 | #REF! | #REF! | #REF! | #REF! | #REF! | #REF! | #REF! | #REF! | #REF! | #REF! | #REF! | #REF! | #REF! | #REF! | #REF! | #REF! | #REF! | #REF! | #REF! | #REF! | #REF! | #REF! | #REF! | #REF! | #REF! | #REF! | #REF! | #REF! | #REF! | #REF! | #REF! | #REF! | #REF! | #REF! | #REF! | #REF! | #REF! | #REF! | #REF! | #REF! | #REF! | #REF! | #REF! | #REF! | #REF! | #REF! | #REF! | #REF! | #REF! | #REF! | #REF! | #REF! | #REF! | #REF! | #REF! | #REF! | #REF! | #REF! | #REF! | #REF! | #REF! | #REF! | #REF! | #REF! | #REF! | #REF! | #REF! | #REF! | #REF! | #REF! | #REF! | #REF! | #REF! | #REF! | #REF! | #REF! | #REF! | #REF! | #REF! | #REF! | #REF! | #REF! | #REF! | #REF! | #REF! | #REF! | #REF! | #REF! | #REF! | #REF! | #REF! | #REF! | #REF! | #REF! | #REF! | #REF! | #REF! | #REF! | #REF! | #REF! | #REF! | #REF! | #REF! | #REF! | #REF! | #REF! | #REF! | #REF! | #REF! | #REF! | #REF! | #REF! | #REF! | #REF! | #REF! | #REF! | #REF! | #REF! | #REF! | #REF! | #REF!
2022-01-03 21:00 | #REF! | #REF! | #REF! | #REF! | #REF! | #REF! | #REF! | #REF! | #REF! | #REF! | #REF! | #REF! | #REF! | #REF! | #REF! | #REF! | #REF! | #REF! | #REF! | #REF! | #REF! | #REF! | #REF! | #REF! | #REF! | #REF! | #REF! | #REF! | #REF! | #REF! | #REF! | #REF! | #REF! | #REF! | #REF! | #REF! | #REF! | #REF! | #REF! | #REF! | #REF! | #REF! | #REF! | #REF! | #REF! | #REF! | #REF! | #REF! | #REF! | #REF! | #REF! | #REF! | #REF! | #REF! | #REF! | #REF! | #REF! | #REF! | #REF! | #REF! | #REF! | #REF! | #REF! | #REF! | #REF! | #REF! | #REF! | #REF! | #REF! | #REF! | #REF! | #REF! | #REF! | #REF! | #REF! | #REF! | #REF! | #REF! | #REF! | #REF! | #REF! | #REF! | #REF! | #REF! | #REF! | #REF! | #REF! | #REF! | #REF! | #REF! | #REF! | #REF! | #REF! | #REF! | #REF! | #REF! | #REF! | #REF! | #REF! | #REF! | #REF! | #REF! | #REF! | #REF! | #REF! | #REF! | #REF! | #REF! | #REF! | #REF! | #REF! | #REF! | #REF! | #REF! | #REF! | #REF! | #REF! | #REF! | #REF! | #REF! | #REF!
2022-01-03 22:00 | #REF! | #REF! | #REF! | #REF! | #REF! | #REF! | #REF! | #REF! | #REF! | #REF! | #REF! | #REF! | #REF! | #REF! | #REF! | #REF! | #REF! | #REF! | #REF! | #REF! | #REF! | #REF! | #REF! | #REF! | #REF! | #REF! | #REF! | #REF! | #REF! | #REF! | #REF! | #REF! | #REF! | #REF! | #REF! | #REF! | #REF! | #REF! | #REF! | #REF! | #REF! | #REF! | #REF! | #REF! | #REF! | #REF! | #REF! | #REF! | #REF! | #REF! | #REF! | #REF! | #REF! | #REF! | #REF! | #REF! | #REF! | #REF! | #REF! | #REF! | #REF! | #REF! | #REF! | #REF! | #REF! | #REF! | #REF! | #REF! | #REF! | #REF! | #REF! | #REF! | #REF! | #REF! | #REF! | #REF! | #REF! | #REF! | #REF! | #REF! | #REF! | #REF! | #REF! | #REF! | #REF! | #REF! | #REF! | #REF! | #REF! | #REF! | #REF! | #REF! | #REF! | #REF! | #REF! | #REF! | #REF! | #REF! | #REF! | #REF! | #REF! | #REF! | #REF! | #REF! | #REF! | #REF! | #REF! | #REF! | #REF! | #REF! | #REF! | #REF! | #REF! | #REF! | #REF! | #REF! | #REF! | #REF! | #REF! | #REF! | #REF!
2022-01-03 23:00 | #REF! | #REF! | #REF! | #REF! | #REF! | #REF! | #REF! | #REF! | #REF! | #REF! | #REF! | #REF! | #REF! | #REF! | #REF! | #REF! | #REF! | #REF! | #REF! | #REF! | #REF! | #REF! | #REF! | #REF! | #REF! | #REF! | #REF! | #REF! | #REF! | #REF! | #REF! | #REF! | #REF! | #REF! | #REF! | #REF! | #REF! | #REF! | #REF! | #REF! | #REF! | #REF! | #REF! | #REF! | #REF! | #REF! | #REF! | #REF! | #REF! | #REF! | #REF! | #REF! | #REF! | #REF! | #REF! | #REF! | #REF! | #REF! | #REF! | #REF! | #REF! | #REF! | #REF! | #REF! | #REF! | #REF! | #REF! | #REF! | #REF! | #REF! | #REF! | #REF! | #REF! | #REF! | #REF! | #REF! | #REF! | #REF! | #REF! | #REF! | #REF! | #REF! | #REF! | #REF! | #REF! | #REF! | #REF! | #REF! | #REF! | #REF! | #REF! | #REF! | #REF! | #REF! | #REF! | #REF! | #REF! | #REF! | #REF! | #REF! | #REF! | #REF! | #REF! | #REF! | #REF! | #REF! | #REF! | #REF! | #REF! | #REF! | #REF! | #REF! | #REF! | #REF! | #REF! | #REF! | #REF! | #REF! | #REF! | #REF! | #REF!
2022-01-04 | #REF! | #REF! | #REF! | #REF! | #REF! | #REF! | #REF! | #REF! | #REF! | #REF! | #REF! | #REF! | #REF! | #REF! | #REF! | #REF! | #REF! | #REF! | #REF! | #REF! | #REF! | #REF! | #REF! | #REF! | #REF! | #REF! | #REF! | #REF! | #REF! | #REF! | #REF! | #REF! | #REF! | #REF! | #REF! | #REF! | #REF! | #REF! | #REF! | #REF! | #REF! | #REF! | #REF! | #REF! | #REF! | #REF! | #REF! | #REF! | #REF! | #REF! | #REF! | #REF! | #REF! | #REF! | #REF! | #REF! | #REF! | #REF! | #REF! | #REF! | #REF! | #REF! | #REF! | #REF! | #REF! | #REF! | #REF! | #REF! | #REF! | #REF! | #REF! | #REF! | #REF! | #REF! | #REF! | #REF! | #REF! | #REF! | #REF! | #REF! | #REF! | #REF! | #REF! | #REF! | #REF! | #REF! | #REF! | #REF! | #REF! | #REF! | #REF! | #REF! | #REF! | #REF! | #REF! | #REF! | #REF! | #REF! | #REF! | #REF! | #REF! | #REF! | #REF! | #REF! | #REF! | #REF! | #REF! | #REF! | #REF! | #REF! | #REF! | #REF! | #REF! | #REF! | #REF! | #REF! | #REF! | #REF! | #REF! | #REF! | #REF!
2022-01-04 01:00 | #REF! | #REF! | #REF! | #REF! | #REF! | #REF! | #REF! | #REF! | #REF! | #REF! | #REF! | #REF! | #REF! | #REF! | #REF! | #REF! | #REF! | #REF! | #REF! | #REF! | #REF! | #REF! | #REF! | #REF! | #REF! | #REF! | #REF! | #REF! | #REF! | #REF! | #REF! | #REF! | #REF! | #REF! | #REF! | #REF! | #REF! | #REF! | #REF! | #REF! | #REF! | #REF! | #REF! | #REF! | #REF! | #REF! | #REF! | #REF! | #REF! | #REF! | #REF! | #REF! | #REF! | #REF! | #REF! | #REF! | #REF! | #REF! | #REF! | #REF! | #REF! | #REF! | #REF! | #REF! | #REF! | #REF! | #REF! | #REF! | #REF! | #REF! | #REF! | #REF! | #REF! | #REF! | #REF! | #REF! | #REF! | #REF! | #REF! | #REF! | #REF! | #REF! | #REF! | #REF! | #REF! | #REF! | #REF! | #REF! | #REF! | #REF! | #REF! | #REF! | #REF! | #REF! | #REF! | #REF! | #REF! | #REF! | #REF! | #REF! | #REF! | #REF! | #REF! | #REF! | #REF! | #REF! | #REF! | #REF! | #REF! | #REF! | #REF! | #REF! | #REF! | #REF! | #REF! | #REF! | #REF! | #REF! | #REF! | #REF! | #REF!
2022-01-04 02:00 | #REF! | #REF! | #REF! | #REF! | #REF! | #REF! | #REF! | #REF! | #REF! | #REF! | #REF! | #REF! | #REF! | #REF! | #REF! | #REF! | #REF! | #REF! | #REF! | #REF! | #REF! | #REF! | #REF! | #REF! | #REF! | #REF! | #REF! | #REF! | #REF! | #REF! | #REF! | #REF! | #REF! | #REF! | #REF! | #REF! | #REF! | #REF! | #REF! | #REF! | #REF! | #REF! | #REF! | #REF! | #REF! | #REF! | #REF! | #REF! | #REF! | #REF! | #REF! | #REF! | #REF! | #REF! | #REF! | #REF! | #REF! | #REF! | #REF! | #REF! | #REF! | #REF! | #REF! | #REF! | #REF! | #REF! | #REF! | #REF! | #REF! | #REF! | #REF! | #REF! | #REF! | #REF! | #REF! | #REF! | #REF! | #REF! | #REF! | #REF! | #REF! | #REF! | #REF! | #REF! | #REF! | #REF! | #REF! | #REF! | #REF! | #REF! | #REF! | #REF! | #REF! | #REF! | #REF! | #REF! | #REF! | #REF! | #REF! | #REF! | #REF! | #REF! | #REF! | #REF! | #REF! | #REF! | #REF! | #REF! | #REF! | #REF! | #REF! | #REF! | #REF! | #REF! | #REF! | #REF! | #REF! | #REF! | #REF! | #REF! | #REF!
2022-01-04 03:00 | #REF! | #REF! | #REF! | #REF! | #REF! | #REF! | #REF! | #REF! | #REF! | #REF! | #REF! | #REF! | #REF! | #REF! | #REF! | #REF! | #REF! | #REF! | #REF! | #REF! | #REF! | #REF! | #REF! | #REF! | #REF! | #REF! | #REF! | #REF! | #REF! | #REF! | #REF! | #REF! | #REF! | #REF! | #REF! | #REF! | #REF! | #REF! | #REF! | #REF! | #REF! | #REF! | #REF! | #REF! | #REF! | #REF! | #REF! | #REF! | #REF! | #REF! | #REF! | #REF! | #REF! | #REF! | #REF! | #REF! | #REF! | #REF! | #REF! | #REF! | #REF! | #REF! | #REF! | #REF! | #REF! | #REF! | #REF! | #REF! | #REF! | #REF! | #REF! | #REF! | #REF! | #REF! | #REF! | #REF! | #REF! | #REF! | #REF! | #REF! | #REF! | #REF! | #REF! | #REF! | #REF! | #REF! | #REF! | #REF! | #REF! | #REF! | #REF! | #REF! | #REF! | #REF! | #REF! | #REF! | #REF! | #REF! | #REF! | #REF! | #REF! | #REF! | #REF! | #REF! | #REF! | #REF! | #REF! | #REF! | #REF! | #REF! | #REF! | #REF! | #REF! | #REF! | #REF! | #REF! | #REF! | #REF! | #REF! | #REF! | #REF!
2022-01-04 04:00 | #REF! | #REF! | #REF! | #REF! | #REF! | #REF! | #REF! | #REF! | #REF! | #REF! | #REF! | #REF! | #REF! | #REF! | #REF! | #REF! | #REF! | #REF! | #REF! | #REF! | #REF! | #REF! | #REF! | #REF! | #REF! | #REF! | #REF! | #REF! | #REF! | #REF! | #REF! | #REF! | #REF! | #REF! | #REF! | #REF! | #REF! | #REF! | #REF! | #REF! | #REF! | #REF! | #REF! | #REF! | #REF! | #REF! | #REF! | #REF! | #REF! | #REF! | #REF! | #REF! | #REF! | #REF! | #REF! | #REF! | #REF! | #REF! | #REF! | #REF! | #REF! | #REF! | #REF! | #REF! | #REF! | #REF! | #REF! | #REF! | #REF! | #REF! | #REF! | #REF! | #REF! | #REF! | #REF! | #REF! | #REF! | #REF! | #REF! | #REF! | #REF! | #REF! | #REF! | #REF! | #REF! | #REF! | #REF! | #REF! | #REF! | #REF! | #REF! | #REF! | #REF! | #REF! | #REF! | #REF! | #REF! | #REF! | #REF! | #REF! | #REF! | #REF! | #REF! | #REF! | #REF! | #REF! | #REF! | #REF! | #REF! | #REF! | #REF! | #REF! | #REF! | #REF! | #REF! | #REF! | #REF! | #REF! | #REF! | #REF! | #REF!
2022-01-04 05:00 | #REF! | #REF! | #REF! | #REF! | #REF! | #REF! | #REF! | #REF! | #REF! | #REF! | #REF! | #REF! | #REF! | #REF! | #REF! | #REF! | #REF! | #REF! | #REF! | #REF! | #REF! | #REF! | #REF! | #REF! | #REF! | #REF! | #REF! | #REF! | #REF! | #REF! | #REF! | #REF! | #REF! | #REF! | #REF! | #REF! | #REF! | #REF! | #REF! | #REF! | #REF! | #REF! | #REF! | #REF! | #REF! | #REF! | #REF! | #REF! | #REF! | #REF! | #REF! | #REF! | #REF! | #REF! | #REF! | #REF! | #REF! | #REF! | #REF! | #REF! | #REF! | #REF! | #REF! | #REF! | #REF! | #REF! | #REF! | #REF! | #REF! | #REF! | #REF! | #REF! | #REF! | #REF! | #REF! | #REF! | #REF! | #REF! | #REF! | #REF! | #REF! | #REF! | #REF! | #REF! | #REF! | #REF! | #REF! | #REF! | #REF! | #REF! | #REF! | #REF! | #REF! | #REF! | #REF! | #REF! | #REF! | #REF! | #REF! | #REF! | #REF! | #REF! | #REF! | #REF! | #REF! | #REF! | #REF! | #REF! | #REF! | #REF! | #REF! | #REF! | #REF! | #REF! | #REF! | #REF! | #REF! | #REF! | #REF! | #REF! | #REF!
2022-01-04 06:00 | #REF! | #REF! | #REF! | #REF! | #REF! | #REF! | #REF! | #REF! | #REF! | #REF! | #REF! | #REF! | #REF! | #REF! | #REF! | #REF! | #REF! | #REF! | #REF! | #REF! | #REF! | #REF! | #REF! | #REF! | #REF! | #REF! | #REF! | #REF! | #REF! | #REF! | #REF! | #REF! | #REF! | #REF! | #REF! | #REF! | #REF! | #REF! | #REF! | #REF! | #REF! | #REF! | #REF! | #REF! | #REF! | #REF! | #REF! | #REF! | #REF! | #REF! | #REF! | #REF! | #REF! | #REF! | #REF! | #REF! | #REF! | #REF! | #REF! | #REF! | #REF! | #REF! | #REF! | #REF! | #REF! | #REF! | #REF! | #REF! | #REF! | #REF! | #REF! | #REF! | #REF! | #REF! | #REF! | #REF! | #REF! | #REF! | #REF! | #REF! | #REF! | #REF! | #REF! | #REF! | #REF! | #REF! | #REF! | #REF! | #REF! | #REF! | #REF! | #REF! | #REF! | #REF! | #REF! | #REF! | #REF! | #REF! | #REF! | #REF! | #REF! | #REF! | #REF! | #REF! | #REF! | #REF! | #REF! | #REF! | #REF! | #REF! | #REF! | #REF! | #REF! | #REF! | #REF! | #REF! | #REF! | #REF! | #REF! | #REF! | #REF!
2022-01-04 07:00 | #REF! | #REF! | #REF! | #REF! | #REF! | #REF! | #REF! | #REF! | #REF! | #REF! | #REF! | #REF! | #REF! | #REF! | #REF! | #REF! | #REF! | #REF! | #REF! | #REF! | #REF! | #REF! | #REF! | #REF! | #REF! | #REF! | #REF! | #REF! | #REF! | #REF! | #REF! | #REF! | #REF! | #REF! | #REF! | #REF! | #REF! | #REF! | #REF! | #REF! | #REF! | #REF! | #REF! | #REF! | #REF! | #REF! | #REF! | #REF! | #REF! | #REF! | #REF! | #REF! | #REF! | #REF! | #REF! | #REF! | #REF! | #REF! | #REF! | #REF! | #REF! | #REF! | #REF! | #REF! | #REF! | #REF! | #REF! | #REF! | #REF! | #REF! | #REF! | #REF! | #REF! | #REF! | #REF! | #REF! | #REF! | #REF! | #REF! | #REF! | #REF! | #REF! | #REF! | #REF! | #REF! | #REF! | #REF! | #REF! | #REF! | #REF! | #REF! | #REF! | #REF! | #REF! | #REF! | #REF! | #REF! | #REF! | #REF! | #REF! | #REF! | #REF! | #REF! | #REF! | #REF! | #REF! | #REF! | #REF! | #REF! | #REF! | #REF! | #REF! | #REF! | #REF! | #REF! | #REF! | #REF! | #REF! | #REF! | #REF! | #REF!
2022-01-04 08:00 | #REF! | #REF! | #REF! | #REF! | #REF! | #REF! | #REF! | #REF! | #REF! | #REF! | #REF! | #REF! | #REF! | #REF! | #REF! | #REF! | #REF! | #REF! | #REF! | #REF! | #REF! | #REF! | #REF! | #REF! | #REF! | #REF! | #REF! | #REF! | #REF! | #REF! | #REF! | #REF! | #REF! | #REF! | #REF! | #REF! | #REF! | #REF! | #REF! | #REF! | #REF! | #REF! | #REF! | #REF! | #REF! | #REF! | #REF! | #REF! | #REF! | #REF! | #REF! | #REF! | #REF! | #REF! | #REF! | #REF! | #REF! | #REF! | #REF! | #REF! | #REF! | #REF! | #REF! | #REF! | #REF! | #REF! | #REF! | #REF! | #REF! | #REF! | #REF! | #REF! | #REF! | #REF! | #REF! | #REF! | #REF! | #REF! | #REF! | #REF! | #REF! | #REF! | #REF! | #REF! | #REF! | #REF! | #REF! | #REF! | #REF! | #REF! | #REF! | #REF! | #REF! | #REF! | #REF! | #REF! | #REF! | #REF! | #REF! | #REF! | #REF! | #REF! | #REF! | #REF! | #REF! | #REF! | #REF! | #REF! | #REF! | #REF! | #REF! | #REF! | #REF! | #REF! | #REF! | #REF! | #REF! | #REF! | #REF! | #REF! | #REF!
2022-01-04 09:00 | #REF! | #REF! | #REF! | #REF! | #REF! | #REF! | #REF! | #REF! | #REF! | #REF! | #REF! | #REF! | #REF! | #REF! | #REF! | #REF! | #REF! | #REF! | #REF! | #REF! | #REF! | #REF! | #REF! | #REF! | #REF! | #REF! | #REF! | #REF! | #REF! | #REF! | #REF! | #REF! | #REF! | #REF! | #REF! | #REF! | #REF! | #REF! | #REF! | #REF! | #REF! | #REF! | #REF! | #REF! | #REF! | #REF! | #REF! | #REF! | #REF! | #REF! | #REF! | #REF! | #REF! | #REF! | #REF! | #REF! | #REF! | #REF! | #REF! | #REF! | #REF! | #REF! | #REF! | #REF! | #REF! | #REF! | #REF! | #REF! | #REF! | #REF! | #REF! | #REF! | #REF! | #REF! | #REF! | #REF! | #REF! | #REF! | #REF! | #REF! | #REF! | #REF! | #REF! | #REF! | #REF! | #REF! | #REF! | #REF! | #REF! | #REF! | #REF! | #REF! | #REF! | #REF! | #REF! | #REF! | #REF! | #REF! | #REF! | #REF! | #REF! | #REF! | #REF! | #REF! | #REF! | #REF! | #REF! | #REF! | #REF! | #REF! | #REF! | #REF! | #REF! | #REF! | #REF! | #REF! | #REF! | #REF! | #REF! | #REF! | #REF!
2022-01-04 10:00 | #REF! | #REF! | #REF! | #REF! | #REF! | #REF! | #REF! | #REF! | #REF! | #REF! | #REF! | #REF! | #REF! | #REF! | #REF! | #REF! | #REF! | #REF! | #REF! | #REF! | #REF! | #REF! | #REF! | #REF! | #REF! | #REF! | #REF! | #REF! | #REF! | #REF! | #REF! | #REF! | #REF! | #REF! | #REF! | #REF! | #REF! | #REF! | #REF! | #REF! | #REF! | #REF! | #REF! | #REF! | #REF! | #REF! | #REF! | #REF! | #REF! | #REF! | #REF! | #REF! | #REF! | #REF! | #REF! | #REF! | #REF! | #REF! | #REF! | #REF! | #REF! | #REF! | #REF! | #REF! | #REF! | #REF! | #REF! | #REF! | #REF! | #REF! | #REF! | #REF! | #REF! | #REF! | #REF! | #REF! | #REF! | #REF! | #REF! | #REF! | #REF! | #REF! | #REF! | #REF! | #REF! | #REF! | #REF! | #REF! | #REF! | #REF! | #REF! | #REF! | #REF! | #REF! | #REF! | #REF! | #REF! | #REF! | #REF! | #REF! | #REF! | #REF! | #REF! | #REF! | #REF! | #REF! | #REF! | #REF! | #REF! | #REF! | #REF! | #REF! | #REF! | #REF! | #REF! | #REF! | #REF! | #REF! | #REF! | #REF! | #REF!
2022-01-04 11:00 | #REF! | #REF! | #REF! | #REF! | #REF! | #REF! | #REF! | #REF! | #REF! | #REF! | #REF! | #REF! | #REF! | #REF! | #REF! | #REF! | #REF! | #REF! | #REF! | #REF! | #REF! | #REF! | #REF! | #REF! | #REF! | #REF! | #REF! | #REF! | #REF! | #REF! | #REF! | #REF! | #REF! | #REF! | #REF! | #REF! | #REF! | #REF! | #REF! | #REF! | #REF! | #REF! | #REF! | #REF! | #REF! | #REF! | #REF! | #REF! | #REF! | #REF! | #REF! | #REF! | #REF! | #REF! | #REF! | #REF! | #REF! | #REF! | #REF! | #REF! | #REF! | #REF! | #REF! | #REF! | #REF! | #REF! | #REF! | #REF! | #REF! | #REF! | #REF! | #REF! | #REF! | #REF! | #REF! | #REF! | #REF! | #REF! | #REF! | #REF! | #REF! | #REF! | #REF! | #REF! | #REF! | #REF! | #REF! | #REF! | #REF! | #REF! | #REF! | #REF! | #REF! | #REF! | #REF! | #REF! | #REF! | #REF! | #REF! | #REF! | #REF! | #REF! | #REF! | #REF! | #REF! | #REF! | #REF! | #REF! | #REF! | #REF! | #REF! | #REF! | #REF! | #REF! | #REF! | #REF! | #REF! | #REF! | #REF! | #REF! | #REF!
2022-01-04 12:00 | #REF! | #REF! | #REF! | #REF! | #REF! | #REF! | #REF! | #REF! | #REF! | #REF! | #REF! | #REF! | #REF! | #REF! | #REF! | #REF! | #REF! | #REF! | #REF! | #REF! | #REF! | #REF! | #REF! | #REF! | #REF! | #REF! | #REF! | #REF! | #REF! | #REF! | #REF! | #REF! | #REF! | #REF! | #REF! | #REF! | #REF! | #REF! | #REF! | #REF! | #REF! | #REF! | #REF! | #REF! | #REF! | #REF! | #REF! | #REF! | #REF! | #REF! | #REF! | #REF! | #REF! | #REF! | #REF! | #REF! | #REF! | #REF! | #REF! | #REF! | #REF! | #REF! | #REF! | #REF! | #REF! | #REF! | #REF! | #REF! | #REF! | #REF! | #REF! | #REF! | #REF! | #REF! | #REF! | #REF! | #REF! | #REF! | #REF! | #REF! | #REF! | #REF! | #REF! | #REF! | #REF! | #REF! | #REF! | #REF! | #REF! | #REF! | #REF! | #REF! | #REF! | #REF! | #REF! | #REF! | #REF! | #REF! | #REF! | #REF! | #REF! | #REF! | #REF! | #REF! | #REF! | #REF! | #REF! | #REF! | #REF! | #REF! | #REF! | #REF! | #REF! | #REF! | #REF! | #REF! | #REF! | #REF! | #REF! | #REF! | #REF!
2022-01-04 13:00 | #REF! | #REF! | #REF! | #REF! | #REF! | #REF! | #REF! | #REF! | #REF! | #REF! | #REF! | #REF! | #REF! | #REF! | #REF! | #REF! | #REF! | #REF! | #REF! | #REF! | #REF! | #REF! | #REF! | #REF! | #REF! | #REF! | #REF! | #REF! | #REF! | #REF! | #REF! | #REF! | #REF! | #REF! | #REF! | #REF! | #REF! | #REF! | #REF! | #REF! | #REF! | #REF! | #REF! | #REF! | #REF! | #REF! | #REF! | #REF! | #REF! | #REF! | #REF! | #REF! | #REF! | #REF! | #REF! | #REF! | #REF! | #REF! | #REF! | #REF! | #REF! | #REF! | #REF! | #REF! | #REF! | #REF! | #REF! | #REF! | #REF! | #REF! | #REF! | #REF! | #REF! | #REF! | #REF! | #REF! | #REF! | #REF! | #REF! | #REF! | #REF! | #REF! | #REF! | #REF! | #REF! | #REF! | #REF! | #REF! | #REF! | #REF! | #REF! | #REF! | #REF! | #REF! | #REF! | #REF! | #REF! | #REF! | #REF! | #REF! | #REF! | #REF! | #REF! | #REF! | #REF! | #REF! | #REF! | #REF! | #REF! | #REF! | #REF! | #REF! | #REF! | #REF! | #REF! | #REF! | #REF! | #REF! | #REF! | #REF! | #REF!
2022-01-04 14:00 | #REF! | #REF! | #REF! | #REF! | #REF! | #REF! | #REF! | #REF! | #REF! | #REF! | #REF! | #REF! | #REF! | #REF! | #REF! | #REF! | #REF! | #REF! | #REF! | #REF! | #REF! | #REF! | #REF! | #REF! | #REF! | #REF! | #REF! | #REF! | #REF! | #REF! | #REF! | #REF! | #REF! | #REF! | #REF! | #REF! | #REF! | #REF! | #REF! | #REF! | #REF! | #REF! | #REF! | #REF! | #REF! | #REF! | #REF! | #REF! | #REF! | #REF! | #REF! | #REF! | #REF! | #REF! | #REF! | #REF! | #REF! | #REF! | #REF! | #REF! | #REF! | #REF! | #REF! | #REF! | #REF! | #REF! | #REF! | #REF! | #REF! | #REF! | #REF! | #REF! | #REF! | #REF! | #REF! | #REF! | #REF! | #REF! | #REF! | #REF! | #REF! | #REF! | #REF! | #REF! | #REF! | #REF! | #REF! | #REF! | #REF! | #REF! | #REF! | #REF! | #REF! | #REF! | #REF! | #REF! | #REF! | #REF! | #REF! | #REF! | #REF! | #REF! | #REF! | #REF! | #REF! | #REF! | #REF! | #REF! | #REF! | #REF! | #REF! | #REF! | #REF! | #REF! | #REF! | #REF! | #REF! | #REF! | #REF! | #REF! | #REF!
2022-01-04 15:00 | #REF! | #REF! | #REF! | #REF! | #REF! | #REF! | #REF! | #REF! | #REF! | #REF! | #REF! | #REF! | #REF! | #REF! | #REF! | #REF! | #REF! | #REF! | #REF! | #REF! | #REF! | #REF! | #REF! | #REF! | #REF! | #REF! | #REF! | #REF! | #REF! | #REF! | #REF! | #REF! | #REF! | #REF! | #REF! | #REF! | #REF! | #REF! | #REF! | #REF! | #REF! | #REF! | #REF! | #REF! | #REF! | #REF! | #REF! | #REF! | #REF! | #REF! | #REF! | #REF! | #REF! | #REF! | #REF! | #REF! | #REF! | #REF! | #REF! | #REF! | #REF! | #REF! | #REF! | #REF! | #REF! | #REF! | #REF! | #REF! | #REF! | #REF! | #REF! | #REF! | #REF! | #REF! | #REF! | #REF! | #REF! | #REF! | #REF! | #REF! | #REF! | #REF! | #REF! | #REF! | #REF! | #REF! | #REF! | #REF! | #REF! | #REF! | #REF! | #REF! | #REF! | #REF! | #REF! | #REF! | #REF! | #REF! | #REF! | #REF! | #REF! | #REF! | #REF! | #REF! | #REF! | #REF! | #REF! | #REF! | #REF! | #REF! | #REF! | #REF! | #REF! | #REF! | #REF! | #REF! | #REF! | #REF! | #REF! | #REF! | #REF!
2022-01-04 16:00 | #REF! | #REF! | #REF! | #REF! | #REF! | #REF! | #REF! | #REF! | #REF! | #REF! | #REF! | #REF! | #REF! | #REF! | #REF! | #REF! | #REF! | #REF! | #REF! | #REF! | #REF! | #REF! | #REF! | #REF! | #REF! | #REF! | #REF! | #REF! | #REF! | #REF! | #REF! | #REF! | #REF! | #REF! | #REF! | #REF! | #REF! | #REF! | #REF! | #REF! | #REF! | #REF! | #REF! | #REF! | #REF! | #REF! | #REF! | #REF! | #REF! | #REF! | #REF! | #REF! | #REF! | #REF! | #REF! | #REF! | #REF! | #REF! | #REF! | #REF! | #REF! | #REF! | #REF! | #REF! | #REF! | #REF! | #REF! | #REF! | #REF! | #REF! | #REF! | #REF! | #REF! | #REF! | #REF! | #REF! | #REF! | #REF! | #REF! | #REF! | #REF! | #REF! | #REF! | #REF! | #REF! | #REF! | #REF! | #REF! | #REF! | #REF! | #REF! | #REF! | #REF! | #REF! | #REF! | #REF! | #REF! | #REF! | #REF! | #REF! | #REF! | #REF! | #REF! | #REF! | #REF! | #REF! | #REF! | #REF! | #REF! | #REF! | #REF! | #REF! | #REF! | #REF! | #REF! | #REF! | #REF! | #REF! | #REF! | #REF! | #REF!
2022-01-04 17:00 | #REF! | #REF! | #REF! | #REF! | #REF! | #REF! | #REF! | #REF! | #REF! | #REF! | #REF! | #REF! | #REF! | #REF! | #REF! | #REF! | #REF! | #REF! | #REF! | #REF! | #REF! | #REF! | #REF! | #REF! | #REF! | #REF! | #REF! | #REF! | #REF! | #REF! | #REF! | #REF! | #REF! | #REF! | #REF! | #REF! | #REF! | #REF! | #REF! | #REF! | #REF! | #REF! | #REF! | #REF! | #REF! | #REF! | #REF! | #REF! | #REF! | #REF! | #REF! | #REF! | #REF! | #REF! | #REF! | #REF! | #REF! | #REF! | #REF! | #REF! | #REF! | #REF! | #REF! | #REF! | #REF! | #REF! | #REF! | #REF! | #REF! | #REF! | #REF! | #REF! | #REF! | #REF! | #REF! | #REF! | #REF! | #REF! | #REF! | #REF! | #REF! | #REF! | #REF! | #REF! | #REF! | #REF! | #REF! | #REF! | #REF! | #REF! | #REF! | #REF! | #REF! | #REF! | #REF! | #REF! | #REF! | #REF! | #REF! | #REF! | #REF! | #REF! | #REF! | #REF! | #REF! | #REF! | #REF! | #REF! | #REF! | #REF! | #REF! | #REF! | #REF! | #REF! | #REF! | #REF! | #REF! | #REF! | #REF! | #REF! | #REF!
2022-01-04 18:00 | #REF! | #REF! | #REF! | #REF! | #REF! | #REF! | #REF! | #REF! | #REF! | #REF! | #REF! | #REF! | #REF! | #REF! | #REF! | #REF! | #REF! | #REF! | #REF! | #REF! | #REF! | #REF! | #REF! | #REF! | #REF! | #REF! | #REF! | #REF! | #REF! | #REF! | #REF! | #REF! | #REF! | #REF! | #REF! | #REF! | #REF! | #REF! | #REF! | #REF! | #REF! | #REF! | #REF! | #REF! | #REF! | #REF! | #REF! | #REF! | #REF! | #REF! | #REF! | #REF! | #REF! | #REF! | #REF! | #REF! | #REF! | #REF! | #REF! | #REF! | #REF! | #REF! | #REF! | #REF! | #REF! | #REF! | #REF! | #REF! | #REF! | #REF! | #REF! | #REF! | #REF! | #REF! | #REF! | #REF! | #REF! | #REF! | #REF! | #REF! | #REF! | #REF! | #REF! | #REF! | #REF! | #REF! | #REF! | #REF! | #REF! | #REF! | #REF! | #REF! | #REF! | #REF! | #REF! | #REF! | #REF! | #REF! | #REF! | #REF! | #REF! | #REF! | #REF! | #REF! | #REF! | #REF! | #REF! | #REF! | #REF! | #REF! | #REF! | #REF! | #REF! | #REF! | #REF! | #REF! | #REF! | #REF! | #REF! | #REF! | #REF!
2022-01-04 19:00 | #REF! | #REF! | #REF! | #REF! | #REF! | #REF! | #REF! | #REF! | #REF! | #REF! | #REF! | #REF! | #REF! | #REF! | #REF! | #REF! | #REF! | #REF! | #REF! | #REF! | #REF! | #REF! | #REF! | #REF! | #REF! | #REF! | #REF! | #REF! | #REF! | #REF! | #REF! | #REF! | #REF! | #REF! | #REF! | #REF! | #REF! | #REF! | #REF! | #REF! | #REF! | #REF! | #REF! | #REF! | #REF! | #REF! | #REF! | #REF! | #REF! | #REF! | #REF! | #REF! | #REF! | #REF! | #REF! | #REF! | #REF! | #REF! | #REF! | #REF! | #REF! | #REF! | #REF! | #REF! | #REF! | #REF! | #REF! | #REF! | #REF! | #REF! | #REF! | #REF! | #REF! | #REF! | #REF! | #REF! | #REF! | #REF! | #REF! | #REF! | #REF! | #REF! | #REF! | #REF! | #REF! | #REF! | #REF! | #REF! | #REF! | #REF! | #REF! | #REF! | #REF! | #REF! | #REF! | #REF! | #REF! | #REF! | #REF! | #REF! | #REF! | #REF! | #REF! | #REF! | #REF! | #REF! | #REF! | #REF! | #REF! | #REF! | #REF! | #REF! | #REF! | #REF! | #REF! | #REF! | #REF! | #REF! | #REF! | #REF! | #REF!
2022-01-04 20:00 | #REF! | #REF! | #REF! | #REF! | #REF! | #REF! | #REF! | #REF! | #REF! | #REF! | #REF! | #REF! | #REF! | #REF! | #REF! | #REF! | #REF! | #REF! | #REF! | #REF! | #REF! | #REF! | #REF! | #REF! | #REF! | #REF! | #REF! | #REF! | #REF! | #REF! | #REF! | #REF! | #REF! | #REF! | #REF! | #REF! | #REF! | #REF! | #REF! | #REF! | #REF! | #REF! | #REF! | #REF! | #REF! | #REF! | #REF! | #REF! | #REF! | #REF! | #REF! | #REF! | #REF! | #REF! | #REF! | #REF! | #REF! | #REF! | #REF! | #REF! | #REF! | #REF! | #REF! | #REF! | #REF! | #REF! | #REF! | #REF! | #REF! | #REF! | #REF! | #REF! | #REF! | #REF! | #REF! | #REF! | #REF! | #REF! | #REF! | #REF! | #REF! | #REF! | #REF! | #REF! | #REF! | #REF! | #REF! | #REF! | #REF! | #REF! | #REF! | #REF! | #REF! | #REF! | #REF! | #REF! | #REF! | #REF! | #REF! | #REF! | #REF! | #REF! | #REF! | #REF! | #REF! | #REF! | #REF! | #REF! | #REF! | #REF! | #REF! | #REF! | #REF! | #REF! | #REF! | #REF! | #REF! | #REF! | #REF! | #REF! | #REF!
2022-01-04 21:00 | #REF! | #REF! | #REF! | #REF! | #REF! | #REF! | #REF! | #REF! | #REF! | #REF! | #REF! | #REF! | #REF! | #REF! | #REF! | #REF! | #REF! | #REF! | #REF! | #REF! | #REF! | #REF! | #REF! | #REF! | #REF! | #REF! | #REF! | #REF! | #REF! | #REF! | #REF! | #REF! | #REF! | #REF! | #REF! | #REF! | #REF! | #REF! | #REF! | #REF! | #REF! | #REF! | #REF! | #REF! | #REF! | #REF! | #REF! | #REF! | #REF! | #REF! | #REF! | #REF! | #REF! | #REF! | #REF! | #REF! | #REF! | #REF! | #REF! | #REF! | #REF! | #REF! | #REF! | #REF! | #REF! | #REF! | #REF! | #REF! | #REF! | #REF! | #REF! | #REF! | #REF! | #REF! | #REF! | #REF! | #REF! | #REF! | #REF! | #REF! | #REF! | #REF! | #REF! | #REF! | #REF! | #REF! | #REF! | #REF! | #REF! | #REF! | #REF! | #REF! | #REF! | #REF! | #REF! | #REF! | #REF! | #REF! | #REF! | #REF! | #REF! | #REF! | #REF! | #REF! | #REF! | #REF! | #REF! | #REF! | #REF! | #REF! | #REF! | #REF! | #REF! | #REF! | #REF! | #REF! | #REF! | #REF! | #REF! | #REF! | #REF!
2022-01-04 22:00 | #REF! | #REF! | #REF! | #REF! | #REF! | #REF! | #REF! | #REF! | #REF! | #REF! | #REF! | #REF! | #REF! | #REF! | #REF! | #REF! | #REF! | #REF! | #REF! | #REF! | #REF! | #REF! | #REF! | #REF! | #REF! | #REF! | #REF! | #REF! | #REF! | #REF! | #REF! | #REF! | #REF! | #REF! | #REF! | #REF! | #REF! | #REF! | #REF! | #REF! | #REF! | #REF! | #REF! | #REF! | #REF! | #REF! | #REF! | #REF! | #REF! | #REF! | #REF! | #REF! | #REF! | #REF! | #REF! | #REF! | #REF! | #REF! | #REF! | #REF! | #REF! | #REF! | #REF! | #REF! | #REF! | #REF! | #REF! | #REF! | #REF! | #REF! | #REF! | #REF! | #REF! | #REF! | #REF! | #REF! | #REF! | #REF! | #REF! | #REF! | #REF! | #REF! | #REF! | #REF! | #REF! | #REF! | #REF! | #REF! | #REF! | #REF! | #REF! | #REF! | #REF! | #REF! | #REF! | #REF! | #REF! | #REF! | #REF! | #REF! | #REF! | #REF! | #REF! | #REF! | #REF! | #REF! | #REF! | #REF! | #REF! | #REF! | #REF! | #REF! | #REF! | #REF! | #REF! | #REF! | #REF! | #REF! | #REF! | #REF! | #REF!
2022-01-04 23:00 | #REF! | #REF! | #REF! | #REF! | #REF! | #REF! | #REF! | #REF! | #REF! | #REF! | #REF! | #REF! | #REF! | #REF! | #REF! | #REF! | #REF! | #REF! | #REF! | #REF! | #REF! | #REF! | #REF! | #REF! | #REF! | #REF! | #REF! | #REF! | #REF! | #REF! | #REF! | #REF! | #REF! | #REF! | #REF! | #REF! | #REF! | #REF! | #REF! | #REF! | #REF! | #REF! | #REF! | #REF! | #REF! | #REF! | #REF! | #REF! | #REF! | #REF! | #REF! | #REF! | #REF! | #REF! | #REF! | #REF! | #REF! | #REF! | #REF! | #REF! | #REF! | #REF! | #REF! | #REF! | #REF! | #REF! | #REF! | #REF! | #REF! | #REF! | #REF! | #REF! | #REF! | #REF! | #REF! | #REF! | #REF! | #REF! | #REF! | #REF! | #REF! | #REF! | #REF! | #REF! | #REF! | #REF! | #REF! | #REF! | #REF! | #REF! | #REF! | #REF! | #REF! | #REF! | #REF! | #REF! | #REF! | #REF! | #REF! | #REF! | #REF! | #REF! | #REF! | #REF! | #REF! | #REF! | #REF! | #REF! | #REF! | #REF! | #REF! | #REF! | #REF! | #REF! | #REF! | #REF! | #REF! | #REF! | #REF! | #REF! | #REF!
2022-01-05 | #REF! | #REF! | #REF! | #REF! | #REF! | #REF! | #REF! | #REF! | #REF! | #REF! | #REF! | #REF! | #REF! | #REF! | #REF! | #REF! | #REF! | #REF! | #REF! | #REF! | #REF! | #REF! | #REF! | #REF! | #REF! | #REF! | #REF! | #REF! | #REF! | #REF! | #REF! | #REF! | #REF! | #REF! | #REF! | #REF! | #REF! | #REF! | #REF! | #REF! | #REF! | #REF! | #REF! | #REF! | #REF! | #REF! | #REF! | #REF! | #REF! | #REF! | #REF! | #REF! | #REF! | #REF! | #REF! | #REF! | #REF! | #REF! | #REF! | #REF! | #REF! | #REF! | #REF! | #REF! | #REF! | #REF! | #REF! | #REF! | #REF! | #REF! | #REF! | #REF! | #REF! | #REF! | #REF! | #REF! | #REF! | #REF! | #REF! | #REF! | #REF! | #REF! | #REF! | #REF! | #REF! | #REF! | #REF! | #REF! | #REF! | #REF! | #REF! | #REF! | #REF! | #REF! | #REF! | #REF! | #REF! | #REF! | #REF! | #REF! | #REF! | #REF! | #REF! | #REF! | #REF! | #REF! | #REF! | #REF! | #REF! | #REF! | #REF! | #REF! | #REF! | #REF! | #REF! | #REF! | #REF! | #REF! | #REF! | #REF! | #REF!
2022-01-05 01:00 | #REF! | #REF! | #REF! | #REF! | #REF! | #REF! | #REF! | #REF! | #REF! | #REF! | #REF! | #REF! | #REF! | #REF! | #REF! | #REF! | #REF! | #REF! | #REF! | #REF! | #REF! | #REF! | #REF! | #REF! | #REF! | #REF! | #REF! | #REF! | #REF! | #REF! | #REF! | #REF! | #REF! | #REF! | #REF! | #REF! | #REF! | #REF! | #REF! | #REF! | #REF! | #REF! | #REF! | #REF! | #REF! | #REF! | #REF! | #REF! | #REF! | #REF! | #REF! | #REF! | #REF! | #REF! | #REF! | #REF! | #REF! | #REF! | #REF! | #REF! | #REF! | #REF! | #REF! | #REF! | #REF! | #REF! | #REF! | #REF! | #REF! | #REF! | #REF! | #REF! | #REF! | #REF! | #REF! | #REF! | #REF! | #REF! | #REF! | #REF! | #REF! | #REF! | #REF! | #REF! | #REF! | #REF! | #REF! | #REF! | #REF! | #REF! | #REF! | #REF! | #REF! | #REF! | #REF! | #REF! | #REF! | #REF! | #REF! | #REF! | #REF! | #REF! | #REF! | #REF! | #REF! | #REF! | #REF! | #REF! | #REF! | #REF! | #REF! | #REF! | #REF! | #REF! | #REF! | #REF! | #REF! | #REF! | #REF! | #REF! | #REF!
2022-01-05 02:00 | #REF! | #REF! | #REF! | #REF! | #REF! | #REF! | #REF! | #REF! | #REF! | #REF! | #REF! | #REF! | #REF! | #REF! | #REF! | #REF! | #REF! | #REF! | #REF! | #REF! | #REF! | #REF! | #REF! | #REF! | #REF! | #REF! | #REF! | #REF! | #REF! | #REF! | #REF! | #REF! | #REF! | #REF! | #REF! | #REF! | #REF! | #REF! | #REF! | #REF! | #REF! | #REF! | #REF! | #REF! | #REF! | #REF! | #REF! | #REF! | #REF! | #REF! | #REF! | #REF! | #REF! | #REF! | #REF! | #REF! | #REF! | #REF! | #REF! | #REF! | #REF! | #REF! | #REF! | #REF! | #REF! | #REF! | #REF! | #REF! | #REF! | #REF! | #REF! | #REF! | #REF! | #REF! | #REF! | #REF! | #REF! | #REF! | #REF! | #REF! | #REF! | #REF! | #REF! | #REF! | #REF! | #REF! | #REF! | #REF! | #REF! | #REF! | #REF! | #REF! | #REF! | #REF! | #REF! | #REF! | #REF! | #REF! | #REF! | #REF! | #REF! | #REF! | #REF! | #REF! | #REF! | #REF! | #REF! | #REF! | #REF! | #REF! | #REF! | #REF! | #REF! | #REF! | #REF! | #REF! | #REF! | #REF! | #REF! | #REF! | #REF!
2022-01-05 03:00 | #REF! | #REF! | #REF! | #REF! | #REF! | #REF! | #REF! | #REF! | #REF! | #REF! | #REF! | #REF! | #REF! | #REF! | #REF! | #REF! | #REF! | #REF! | #REF! | #REF! | #REF! | #REF! | #REF! | #REF! | #REF! | #REF! | #REF! | #REF! | #REF! | #REF! | #REF! | #REF! | #REF! | #REF! | #REF! | #REF! | #REF! | #REF! | #REF! | #REF! | #REF! | #REF! | #REF! | #REF! | #REF! | #REF! | #REF! | #REF! | #REF! | #REF! | #REF! | #REF! | #REF! | #REF! | #REF! | #REF! | #REF! | #REF! | #REF! | #REF! | #REF! | #REF! | #REF! | #REF! | #REF! | #REF! | #REF! | #REF! | #REF! | #REF! | #REF! | #REF! | #REF! | #REF! | #REF! | #REF! | #REF! | #REF! | #REF! | #REF! | #REF! | #REF! | #REF! | #REF! | #REF! | #REF! | #REF! | #REF! | #REF! | #REF! | #REF! | #REF! | #REF! | #REF! | #REF! | #REF! | #REF! | #REF! | #REF! | #REF! | #REF! | #REF! | #REF! | #REF! | #REF! | #REF! | #REF! | #REF! | #REF! | #REF! | #REF! | #REF! | #REF! | #REF! | #REF! | #REF! | #REF! | #REF! | #REF! | #REF! | #REF!
2022-01-05 04:00 | #REF! | #REF! | #REF! | #REF! | #REF! | #REF! | #REF! | #REF! | #REF! | #REF! | #REF! | #REF! | #REF! | #REF! | #REF! | #REF! | #REF! | #REF! | #REF! | #REF! | #REF! | #REF! | #REF! | #REF! | #REF! | #REF! | #REF! | #REF! | #REF! | #REF! | #REF! | #REF! | #REF! | #REF! | #REF! | #REF! | #REF! | #REF! | #REF! | #REF! | #REF! | #REF! | #REF! | #REF! | #REF! | #REF! | #REF! | #REF! | #REF! | #REF! | #REF! | #REF! | #REF! | #REF! | #REF! | #REF! | #REF! | #REF! | #REF! | #REF! | #REF! | #REF! | #REF! | #REF! | #REF! | #REF! | #REF! | #REF! | #REF! | #REF! | #REF! | #REF! | #REF! | #REF! | #REF! | #REF! | #REF! | #REF! | #REF! | #REF! | #REF! | #REF! | #REF! | #REF! | #REF! | #REF! | #REF! | #REF! | #REF! | #REF! | #REF! | #REF! | #REF! | #REF! | #REF! | #REF! | #REF! | #REF! | #REF! | #REF! | #REF! | #REF! | #REF! | #REF! | #REF! | #REF! | #REF! | #REF! | #REF! | #REF! | #REF! | #REF! | #REF! | #REF! | #REF! | #REF! | #REF! | #REF! | #REF! | #REF! | #REF!
2022-01-05 05:00 | #REF! | #REF! | #REF! | #REF! | #REF! | #REF! | #REF! | #REF! | #REF! | #REF! | #REF! | #REF! | #REF! | #REF! | #REF! | #REF! | #REF! | #REF! | #REF! | #REF! | #REF! | #REF! | #REF! | #REF! | #REF! | #REF! | #REF! | #REF! | #REF! | #REF! | #REF! | #REF! | #REF! | #REF! | #REF! | #REF! | #REF! | #REF! | #REF! | #REF! | #REF! | #REF! | #REF! | #REF! | #REF! | #REF! | #REF! | #REF! | #REF! | #REF! | #REF! | #REF! | #REF! | #REF! | #REF! | #REF! | #REF! | #REF! | #REF! | #REF! | #REF! | #REF! | #REF! | #REF! | #REF! | #REF! | #REF! | #REF! | #REF! | #REF! | #REF! | #REF! | #REF! | #REF! | #REF! | #REF! | #REF! | #REF! | #REF! | #REF! | #REF! | #REF! | #REF! | #REF! | #REF! | #REF! | #REF! | #REF! | #REF! | #REF! | #REF! | #REF! | #REF! | #REF! | #REF! | #REF! | #REF! | #REF! | #REF! | #REF! | #REF! | #REF! | #REF! | #REF! | #REF! | #REF! | #REF! | #REF! | #REF! | #REF! | #REF! | #REF! | #REF! | #REF! | #REF! | #REF! | #REF! | #REF! | #REF! | #REF! | #REF!
2022-01-05 06:00 | #REF! | #REF! | #REF! | #REF! | #REF! | #REF! | #REF! | #REF! | #REF! | #REF! | #REF! | #REF! | #REF! | #REF! | #REF! | #REF! | #REF! | #REF! | #REF! | #REF! | #REF! | #REF! | #REF! | #REF! | #REF! | #REF! | #REF! | #REF! | #REF! | #REF! | #REF! | #REF! | #REF! | #REF! | #REF! | #REF! | #REF! | #REF! | #REF! | #REF! | #REF! | #REF! | #REF! | #REF! | #REF! | #REF! | #REF! | #REF! | #REF! | #REF! | #REF! | #REF! | #REF! | #REF! | #REF! | #REF! | #REF! | #REF! | #REF! | #REF! | #REF! | #REF! | #REF! | #REF! | #REF! | #REF! | #REF! | #REF! | #REF! | #REF! | #REF! | #REF! | #REF! | #REF! | #REF! | #REF! | #REF! | #REF! | #REF! | #REF! | #REF! | #REF! | #REF! | #REF! | #REF! | #REF! | #REF! | #REF! | #REF! | #REF! | #REF! | #REF! | #REF! | #REF! | #REF! | #REF! | #REF! | #REF! | #REF! | #REF! | #REF! | #REF! | #REF! | #REF! | #REF! | #REF! | #REF! | #REF! | #REF! | #REF! | #REF! | #REF! | #REF! | #REF! | #REF! | #REF! | #REF! | #REF! | #REF! | #REF! | #REF!
2022-01-05 07:00 | #REF! | #REF! | #REF! | #REF! | #REF! | #REF! | #REF! | #REF! | #REF! | #REF! | #REF! | #REF! | #REF! | #REF! | #REF! | #REF! | #REF! | #REF! | #REF! | #REF! | #REF! | #REF! | #REF! | #REF! | #REF! | #REF! | #REF! | #REF! | #REF! | #REF! | #REF! | #REF! | #REF! | #REF! | #REF! | #REF! | #REF! | #REF! | #REF! | #REF! | #REF! | #REF! | #REF! | #REF! | #REF! | #REF! | #REF! | #REF! | #REF! | #REF! | #REF! | #REF! | #REF! | #REF! | #REF! | #REF! | #REF! | #REF! | #REF! | #REF! | #REF! | #REF! | #REF! | #REF! | #REF! | #REF! | #REF! | #REF! | #REF! | #REF! | #REF! | #REF! | #REF! | #REF! | #REF! | #REF! | #REF! | #REF! | #REF! | #REF! | #REF! | #REF! | #REF! | #REF! | #REF! | #REF! | #REF! | #REF! | #REF! | #REF! | #REF! | #REF! | #REF! | #REF! | #REF! | #REF! | #REF! | #REF! | #REF! | #REF! | #REF! | #REF! | #REF! | #REF! | #REF! | #REF! | #REF! | #REF! | #REF! | #REF! | #REF! | #REF! | #REF! | #REF! | #REF! | #REF! | #REF! | #REF! | #REF! | #REF! | #REF!
2022-01-05 08:00 | #REF! | #REF! | #REF! | #REF! | #REF! | #REF! | #REF! | #REF! | #REF! | #REF! | #REF! | #REF! | #REF! | #REF! | #REF! | #REF! | #REF! | #REF! | #REF! | #REF! | #REF! | #REF! | #REF! | #REF! | #REF! | #REF! | #REF! | #REF! | #REF! | #REF! | #REF! | #REF! | #REF! | #REF! | #REF! | #REF! | #REF! | #REF! | #REF! | #REF! | #REF! | #REF! | #REF! | #REF! | #REF! | #REF! | #REF! | #REF! | #REF! | #REF! | #REF! | #REF! | #REF! | #REF! | #REF! | #REF! | #REF! | #REF! | #REF! | #REF! | #REF! | #REF! | #REF! | #REF! | #REF! | #REF! | #REF! | #REF! | #REF! | #REF! | #REF! | #REF! | #REF! | #REF! | #REF! | #REF! | #REF! | #REF! | #REF! | #REF! | #REF! | #REF! | #REF! | #REF! | #REF! | #REF! | #REF! | #REF! | #REF! | #REF! | #REF! | #REF! | #REF! | #REF! | #REF! | #REF! | #REF! | #REF! | #REF! | #REF! | #REF! | #REF! | #REF! | #REF! | #REF! | #REF! | #REF! | #REF! | #REF! | #REF! | #REF! | #REF! | #REF! | #REF! | #REF! | #REF! | #REF! | #REF! | #REF! | #REF! | #REF!
2022-01-05 09:00 | #REF! | #REF! | #REF! | #REF! | #REF! | #REF! | #REF! | #REF! | #REF! | #REF! | #REF! | #REF! | #REF! | #REF! | #REF! | #REF! | #REF! | #REF! | #REF! | #REF! | #REF! | #REF! | #REF! | #REF! | #REF! | #REF! | #REF! | #REF! | #REF! | #REF! | #REF! | #REF! | #REF! | #REF! | #REF! | #REF! | #REF! | #REF! | #REF! | #REF! | #REF! | #REF! | #REF! | #REF! | #REF! | #REF! | #REF! | #REF! | #REF! | #REF! | #REF! | #REF! | #REF! | #REF! | #REF! | #REF! | #REF! | #REF! | #REF! | #REF! | #REF! | #REF! | #REF! | #REF! | #REF! | #REF! | #REF! | #REF! | #REF! | #REF! | #REF! | #REF! | #REF! | #REF! | #REF! | #REF! | #REF! | #REF! | #REF! | #REF! | #REF! | #REF! | #REF! | #REF! | #REF! | #REF! | #REF! | #REF! | #REF! | #REF! | #REF! | #REF! | #REF! | #REF! | #REF! | #REF! | #REF! | #REF! | #REF! | #REF! | #REF! | #REF! | #REF! | #REF! | #REF! | #REF! | #REF! | #REF! | #REF! | #REF! | #REF! | #REF! | #REF! | #REF! | #REF! | #REF! | #REF! | #REF! | #REF! | #REF! | #REF!
2022-01-05 10:00 | #REF! | #REF! | #REF! | #REF! | #REF! | #REF! | #REF! | #REF! | #REF! | #REF! | #REF! | #REF! | #REF! | #REF! | #REF! | #REF! | #REF! | #REF! | #REF! | #REF! | #REF! | #REF! | #REF! | #REF! | #REF! | #REF! | #REF! | #REF! | #REF! | #REF! | #REF! | #REF! | #REF! | #REF! | #REF! | #REF! | #REF! | #REF! | #REF! | #REF! | #REF! | #REF! | #REF! | #REF! | #REF! | #REF! | #REF! | #REF! | #REF! | #REF! | #REF! | #REF! | #REF! | #REF! | #REF! | #REF! | #REF! | #REF! | #REF! | #REF! | #REF! | #REF! | #REF! | #REF! | #REF! | #REF! | #REF! | #REF! | #REF! | #REF! | #REF! | #REF! | #REF! | #REF! | #REF! | #REF! | #REF! | #REF! | #REF! | #REF! | #REF! | #REF! | #REF! | #REF! | #REF! | #REF! | #REF! | #REF! | #REF! | #REF! | #REF! | #REF! | #REF! | #REF! | #REF! | #REF! | #REF! | #REF! | #REF! | #REF! | #REF! | #REF! | #REF! | #REF! | #REF! | #REF! | #REF! | #REF! | #REF! | #REF! | #REF! | #REF! | #REF! | #REF! | #REF! | #REF! | #REF! | #REF! | #REF! | #REF! | #REF!
2022-01-05 11:00 | #REF! | #REF! | #REF! | #REF! | #REF! | #REF! | #REF! | #REF! | #REF! | #REF! | #REF! | #REF! | #REF! | #REF! | #REF! | #REF! | #REF! | #REF! | #REF! | #REF! | #REF! | #REF! | #REF! | #REF! | #REF! | #REF! | #REF! | #REF! | #REF! | #REF! | #REF! | #REF! | #REF! | #REF! | #REF! | #REF! | #REF! | #REF! | #REF! | #REF! | #REF! | #REF! | #REF! | #REF! | #REF! | #REF! | #REF! | #REF! | #REF! | #REF! | #REF! | #REF! | #REF! | #REF! | #REF! | #REF! | #REF! | #REF! | #REF! | #REF! | #REF! | #REF! | #REF! | #REF! | #REF! | #REF! | #REF! | #REF! | #REF! | #REF! | #REF! | #REF! | #REF! | #REF! | #REF! | #REF! | #REF! | #REF! | #REF! | #REF! | #REF! | #REF! | #REF! | #REF! | #REF! | #REF! | #REF! | #REF! | #REF! | #REF! | #REF! | #REF! | #REF! | #REF! | #REF! | #REF! | #REF! | #REF! | #REF! | #REF! | #REF! | #REF! | #REF! | #REF! | #REF! | #REF! | #REF! | #REF! | #REF! | #REF! | #REF! | #REF! | #REF! | #REF! | #REF! | #REF! | #REF! | #REF! | #REF! | #REF! | #REF!
2022-01-05 12:00 | #REF! | #REF! | #REF! | #REF! | #REF! | #REF! | #REF! | #REF! | #REF! | #REF! | #REF! | #REF! | #REF! | #REF! | #REF! | #REF! | #REF! | #REF! | #REF! | #REF! | #REF! | #REF! | #REF! | #REF! | #REF! | #REF! | #REF! | #REF! | #REF! | #REF! | #REF! | #REF! | #REF! | #REF! | #REF! | #REF! | #REF! | #REF! | #REF! | #REF! | #REF! | #REF! | #REF! | #REF! | #REF! | #REF! | #REF! | #REF! | #REF! | #REF! | #REF! | #REF! | #REF! | #REF! | #REF! | #REF! | #REF! | #REF! | #REF! | #REF! | #REF! | #REF! | #REF! | #REF! | #REF! | #REF! | #REF! | #REF! | #REF! | #REF! | #REF! | #REF! | #REF! | #REF! | #REF! | #REF! | #REF! | #REF! | #REF! | #REF! | #REF! | #REF! | #REF! | #REF! | #REF! | #REF! | #REF! | #REF! | #REF! | #REF! | #REF! | #REF! | #REF! | #REF! | #REF! | #REF! | #REF! | #REF! | #REF! | #REF! | #REF! | #REF! | #REF! | #REF! | #REF! | #REF! | #REF! | #REF! | #REF! | #REF! | #REF! | #REF! | #REF! | #REF! | #REF! | #REF! | #REF! | #REF! | #REF! | #REF! | #REF!
2022-01-05 13:00 | #REF! | #REF! | #REF! | #REF! | #REF! | #REF! | #REF! | #REF! | #REF! | #REF! | #REF! | #REF! | #REF! | #REF! | #REF! | #REF! | #REF! | #REF! | #REF! | #REF! | #REF! | #REF! | #REF! | #REF! | #REF! | #REF! | #REF! | #REF! | #REF! | #REF! | #REF! | #REF! | #REF! | #REF! | #REF! | #REF! | #REF! | #REF! | #REF! | #REF! | #REF! | #REF! | #REF! | #REF! | #REF! | #REF! | #REF! | #REF! | #REF! | #REF! | #REF! | #REF! | #REF! | #REF! | #REF! | #REF! | #REF! | #REF! | #REF! | #REF! | #REF! | #REF! | #REF! | #REF! | #REF! | #REF! | #REF! | #REF! | #REF! | #REF! | #REF! | #REF! | #REF! | #REF! | #REF! | #REF! | #REF! | #REF! | #REF! | #REF! | #REF! | #REF! | #REF! | #REF! | #REF! | #REF! | #REF! | #REF! | #REF! | #REF! | #REF! | #REF! | #REF! | #REF! | #REF! | #REF! | #REF! | #REF! | #REF! | #REF! | #REF! | #REF! | #REF! | #REF! | #REF! | #REF! | #REF! | #REF! | #REF! | #REF! | #REF! | #REF! | #REF! | #REF! | #REF! | #REF! | #REF! | #REF! | #REF! | #REF! | #REF!
2022-01-05 14:00 | #REF! | #REF! | #REF! | #REF! | #REF! | #REF! | #REF! | #REF! | #REF! | #REF! | #REF! | #REF! | #REF! | #REF! | #REF! | #REF! | #REF! | #REF! | #REF! | #REF! | #REF! | #REF! | #REF! | #REF! | #REF! | #REF! | #REF! | #REF! | #REF! | #REF! | #REF! | #REF! | #REF! | #REF! | #REF! | #REF! | #REF! | #REF! | #REF! | #REF! | #REF! | #REF! | #REF! | #REF! | #REF! | #REF! | #REF! | #REF! | #REF! | #REF! | #REF! | #REF! | #REF! | #REF! | #REF! | #REF! | #REF! | #REF! | #REF! | #REF! | #REF! | #REF! | #REF! | #REF! | #REF! | #REF! | #REF! | #REF! | #REF! | #REF! | #REF! | #REF! | #REF! | #REF! | #REF! | #REF! | #REF! | #REF! | #REF! | #REF! | #REF! | #REF! | #REF! | #REF! | #REF! | #REF! | #REF! | #REF! | #REF! | #REF! | #REF! | #REF! | #REF! | #REF! | #REF! | #REF! | #REF! | #REF! | #REF! | #REF! | #REF! | #REF! | #REF! | #REF! | #REF! | #REF! | #REF! | #REF! | #REF! | #REF! | #REF! | #REF! | #REF! | #REF! | #REF! | #REF! | #REF! | #REF! | #REF! | #REF! | #REF!
2022-01-05 15:00 | #REF! | #REF! | #REF! | #REF! | #REF! | #REF! | #REF! | #REF! | #REF! | #REF! | #REF! | #REF! | #REF! | #REF! | #REF! | #REF! | #REF! | #REF! | #REF! | #REF! | #REF! | #REF! | #REF! | #REF! | #REF! | #REF! | #REF! | #REF! | #REF! | #REF! | #REF! | #REF! | #REF! | #REF! | #REF! | #REF! | #REF! | #REF! | #REF! | #REF! | #REF! | #REF! | #REF! | #REF! | #REF! | #REF! | #REF! | #REF! | #REF! | #REF! | #REF! | #REF! | #REF! | #REF! | #REF! | #REF! | #REF! | #REF! | #REF! | #REF! | #REF! | #REF! | #REF! | #REF! | #REF! | #REF! | #REF! | #REF! | #REF! | #REF! | #REF! | #REF! | #REF! | #REF! | #REF! | #REF! | #REF! | #REF! | #REF! | #REF! | #REF! | #REF! | #REF! | #REF! | #REF! | #REF! | #REF! | #REF! | #REF! | #REF! | #REF! | #REF! | #REF! | #REF! | #REF! | #REF! | #REF! | #REF! | #REF! | #REF! | #REF! | #REF! | #REF! | #REF! | #REF! | #REF! | #REF! | #REF! | #REF! | #REF! | #REF! | #REF! | #REF! | #REF! | #REF! | #REF! | #REF! | #REF! | #REF! | #REF! | #REF!
2022-01-05 16:00 | #REF! | #REF! | #REF! | #REF! | #REF! | #REF! | #REF! | #REF! | #REF! | #REF! | #REF! | #REF! | #REF! | #REF! | #REF! | #REF! | #REF! | #REF! | #REF! | #REF! | #REF! | #REF! | #REF! | #REF! | #REF! | #REF! | #REF! | #REF! | #REF! | #REF! | #REF! | #REF! | #REF! | #REF! | #REF! | #REF! | #REF! | #REF! | #REF! | #REF! | #REF! | #REF! | #REF! | #REF! | #REF! | #REF! | #REF! | #REF! | #REF! | #REF! | #REF! | #REF! | #REF! | #REF! | #REF! | #REF! | #REF! | #REF! | #REF! | #REF! | #REF! | #REF! | #REF! | #REF! | #REF! | #REF! | #REF! | #REF! | #REF! | #REF! | #REF! | #REF! | #REF! | #REF! | #REF! | #REF! | #REF! | #REF! | #REF! | #REF! | #REF! | #REF! | #REF! | #REF! | #REF! | #REF! | #REF! | #REF! | #REF! | #REF! | #REF! | #REF! | #REF! | #REF! | #REF! | #REF! | #REF! | #REF! | #REF! | #REF! | #REF! | #REF! | #REF! | #REF! | #REF! | #REF! | #REF! | #REF! | #REF! | #REF! | #REF! | #REF! | #REF! | #REF! | #REF! | #REF! | #REF! | #REF! | #REF! | #REF! | #REF!
2022-01-05 17:00 | #REF! | #REF! | #REF! | #REF! | #REF! | #REF! | #REF! | #REF! | #REF! | #REF! | #REF! | #REF! | #REF! | #REF! | #REF! | #REF! | #REF! | #REF! | #REF! | #REF! | #REF! | #REF! | #REF! | #REF! | #REF! | #REF! | #REF! | #REF! | #REF! | #REF! | #REF! | #REF! | #REF! | #REF! | #REF! | #REF! | #REF! | #REF! | #REF! | #REF! | #REF! | #REF! | #REF! | #REF! | #REF! | #REF! | #REF! | #REF! | #REF! | #REF! | #REF! | #REF! | #REF! | #REF! | #REF! | #REF! | #REF! | #REF! | #REF! | #REF! | #REF! | #REF! | #REF! | #REF! | #REF! | #REF! | #REF! | #REF! | #REF! | #REF! | #REF! | #REF! | #REF! | #REF! | #REF! | #REF! | #REF! | #REF! | #REF! | #REF! | #REF! | #REF! | #REF! | #REF! | #REF! | #REF! | #REF! | #REF! | #REF! | #REF! | #REF! | #REF! | #REF! | #REF! | #REF! | #REF! | #REF! | #REF! | #REF! | #REF! | #REF! | #REF! | #REF! | #REF! | #REF! | #REF! | #REF! | #REF! | #REF! | #REF! | #REF! | #REF! | #REF! | #REF! | #REF! | #REF! | #REF! | #REF! | #REF! | #REF! | #REF!
2022-01-05 18:00 | #REF! | #REF! | #REF! | #REF! | #REF! | #REF! | #REF! | #REF! | #REF! | #REF! | #REF! | #REF! | #REF! | #REF! | #REF! | #REF! | #REF! | #REF! | #REF! | #REF! | #REF! | #REF! | #REF! | #REF! | #REF! | #REF! | #REF! | #REF! | #REF! | #REF! | #REF! | #REF! | #REF! | #REF! | #REF! | #REF! | #REF! | #REF! | #REF! | #REF! | #REF! | #REF! | #REF! | #REF! | #REF! | #REF! | #REF! | #REF! | #REF! | #REF! | #REF! | #REF! | #REF! | #REF! | #REF! | #REF! | #REF! | #REF! | #REF! | #REF! | #REF! | #REF! | #REF! | #REF! | #REF! | #REF! | #REF! | #REF! | #REF! | #REF! | #REF! | #REF! | #REF! | #REF! | #REF! | #REF! | #REF! | #REF! | #REF! | #REF! | #REF! | #REF! | #REF! | #REF! | #REF! | #REF! | #REF! | #REF! | #REF! | #REF! | #REF! | #REF! | #REF! | #REF! | #REF! | #REF! | #REF! | #REF! | #REF! | #REF! | #REF! | #REF! | #REF! | #REF! | #REF! | #REF! | #REF! | #REF! | #REF! | #REF! | #REF! | #REF! | #REF! | #REF! | #REF! | #REF! | #REF! | #REF! | #REF! | #REF! | #REF!
2022-01-05 19:00 | #REF! | #REF! | #REF! | #REF! | #REF! | #REF! | #REF! | #REF! | #REF! | #REF! | #REF! | #REF! | #REF! | #REF! | #REF! | #REF! | #REF! | #REF! | #REF! | #REF! | #REF! | #REF! | #REF! | #REF! | #REF! | #REF! | #REF! | #REF! | #REF! | #REF! | #REF! | #REF! | #REF! | #REF! | #REF! | #REF! | #REF! | #REF! | #REF! | #REF! | #REF! | #REF! | #REF! | #REF! | #REF! | #REF! | #REF! | #REF! | #REF! | #REF! | #REF! | #REF! | #REF! | #REF! | #REF! | #REF! | #REF! | #REF! | #REF! | #REF! | #REF! | #REF! | #REF! | #REF! | #REF! | #REF! | #REF! | #REF! | #REF! | #REF! | #REF! | #REF! | #REF! | #REF! | #REF! | #REF! | #REF! | #REF! | #REF! | #REF! | #REF! | #REF! | #REF! | #REF! | #REF! | #REF! | #REF! | #REF! | #REF! | #REF! | #REF! | #REF! | #REF! | #REF! | #REF! | #REF! | #REF! | #REF! | #REF! | #REF! | #REF! | #REF! | #REF! | #REF! | #REF! | #REF! | #REF! | #REF! | #REF! | #REF! | #REF! | #REF! | #REF! | #REF! | #REF! | #REF! | #REF! | #REF! | #REF! | #REF! | #REF!
2022-01-05 20:00 | #REF! | #REF! | #REF! | #REF! | #REF! | #REF! | #REF! | #REF! | #REF! | #REF! | #REF! | #REF! | #REF! | #REF! | #REF! | #REF! | #REF! | #REF! | #REF! | #REF! | #REF! | #REF! | #REF! | #REF! | #REF! | #REF! | #REF! | #REF! | #REF! | #REF! | #REF! | #REF! | #REF! | #REF! | #REF! | #REF! | #REF! | #REF! | #REF! | #REF! | #REF! | #REF! | #REF! | #REF! | #REF! | #REF! | #REF! | #REF! | #REF! | #REF! | #REF! | #REF! | #REF! | #REF! | #REF! | #REF! | #REF! | #REF! | #REF! | #REF! | #REF! | #REF! | #REF! | #REF! | #REF! | #REF! | #REF! | #REF! | #REF! | #REF! | #REF! | #REF! | #REF! | #REF! | #REF! | #REF! | #REF! | #REF! | #REF! | #REF! | #REF! | #REF! | #REF! | #REF! | #REF! | #REF! | #REF! | #REF! | #REF! | #REF! | #REF! | #REF! | #REF! | #REF! | #REF! | #REF! | #REF! | #REF! | #REF! | #REF! | #REF! | #REF! | #REF! | #REF! | #REF! | #REF! | #REF! | #REF! | #REF! | #REF! | #REF! | #REF! | #REF! | #REF! | #REF! | #REF! | #REF! | #REF! | #REF! | #REF! | #REF!
2022-01-05 21:00 | #REF! | #REF! | #REF! | #REF! | #REF! | #REF! | #REF! | #REF! | #REF! | #REF! | #REF! | #REF! | #REF! | #REF! | #REF! | #REF! | #REF! | #REF! | #REF! | #REF! | #REF! | #REF! | #REF! | #REF! | #REF! | #REF! | #REF! | #REF! | #REF! | #REF! | #REF! | #REF! | #REF! | #REF! | #REF! | #REF! | #REF! | #REF! | #REF! | #REF! | #REF! | #REF! | #REF! | #REF! | #REF! | #REF! | #REF! | #REF! | #REF! | #REF! | #REF! | #REF! | #REF! | #REF! | #REF! | #REF! | #REF! | #REF! | #REF! | #REF! | #REF! | #REF! | #REF! | #REF! | #REF! | #REF! | #REF! | #REF! | #REF! | #REF! | #REF! | #REF! | #REF! | #REF! | #REF! | #REF! | #REF! | #REF! | #REF! | #REF! | #REF! | #REF! | #REF! | #REF! | #REF! | #REF! | #REF! | #REF! | #REF! | #REF! | #REF! | #REF! | #REF! | #REF! | #REF! | #REF! | #REF! | #REF! | #REF! | #REF! | #REF! | #REF! | #REF! | #REF! | #REF! | #REF! | #REF! | #REF! | #REF! | #REF! | #REF! | #REF! | #REF! | #REF! | #REF! | #REF! | #REF! | #REF! | #REF! | #REF! | #REF!
2022-01-05 22:00 | #REF! | #REF! | #REF! | #REF! | #REF! | #REF! | #REF! | #REF! | #REF! | #REF! | #REF! | #REF! | #REF! | #REF! | #REF! | #REF! | #REF! | #REF! | #REF! | #REF! | #REF! | #REF! | #REF! | #REF! | #REF! | #REF! | #REF! | #REF! | #REF! | #REF! | #REF! | #REF! | #REF! | #REF! | #REF! | #REF! | #REF! | #REF! | #REF! | #REF! | #REF! | #REF! | #REF! | #REF! | #REF! | #REF! | #REF! | #REF! | #REF! | #REF! | #REF! | #REF! | #REF! | #REF! | #REF! | #REF! | #REF! | #REF! | #REF! | #REF! | #REF! | #REF! | #REF! | #REF! | #REF! | #REF! | #REF! | #REF! | #REF! | #REF! | #REF! | #REF! | #REF! | #REF! | #REF! | #REF! | #REF! | #REF! | #REF! | #REF! | #REF! | #REF! | #REF! | #REF! | #REF! | #REF! | #REF! | #REF! | #REF! | #REF! | #REF! | #REF! | #REF! | #REF! | #REF! | #REF! | #REF! | #REF! | #REF! | #REF! | #REF! | #REF! | #REF! | #REF! | #REF! | #REF! | #REF! | #REF! | #REF! | #REF! | #REF! | #REF! | #REF! | #REF! | #REF! | #REF! | #REF! | #REF! | #REF! | #REF! | #REF!
2022-01-05 23:00 | #REF! | #REF! | #REF! | #REF! | #REF! | #REF! | #REF! | #REF! | #REF! | #REF! | #REF! | #REF! | #REF! | #REF! | #REF! | #REF! | #REF! | #REF! | #REF! | #REF! | #REF! | #REF! | #REF! | #REF! | #REF! | #REF! | #REF! | #REF! | #REF! | #REF! | #REF! | #REF! | #REF! | #REF! | #REF! | #REF! | #REF! | #REF! | #REF! | #REF! | #REF! | #REF! | #REF! | #REF! | #REF! | #REF! | #REF! | #REF! | #REF! | #REF! | #REF! | #REF! | #REF! | #REF! | #REF! | #REF! | #REF! | #REF! | #REF! | #REF! | #REF! | #REF! | #REF! | #REF! | #REF! | #REF! | #REF! | #REF! | #REF! | #REF! | #REF! | #REF! | #REF! | #REF! | #REF! | #REF! | #REF! | #REF! | #REF! | #REF! | #REF! | #REF! | #REF! | #REF! | #REF! | #REF! | #REF! | #REF! | #REF! | #REF! | #REF! | #REF! | #REF! | #REF! | #REF! | #REF! | #REF! | #REF! | #REF! | #REF! | #REF! | #REF! | #REF! | #REF! | #REF! | #REF! | #REF! | #REF! | #REF! | #REF! | #REF! | #REF! | #REF! | #REF! | #REF! | #REF! | #REF! | #REF! | #REF! | #REF! | #REF!
2022-01-06 | #REF! | #REF! | #REF! | #REF! | #REF! | #REF! | #REF! | #REF! | #REF! | #REF! | #REF! | #REF! | #REF! | #REF! | #REF! | #REF! | #REF! | #REF! | #REF! | #REF! | #REF! | #REF! | #REF! | #REF! | #REF! | #REF! | #REF! | #REF! | #REF! | #REF! | #REF! | #REF! | #REF! | #REF! | #REF! | #REF! | #REF! | #REF! | #REF! | #REF! | #REF! | #REF! | #REF! | #REF! | #REF! | #REF! | #REF! | #REF! | #REF! | #REF! | #REF! | #REF! | #REF! | #REF! | #REF! | #REF! | #REF! | #REF! | #REF! | #REF! | #REF! | #REF! | #REF! | #REF! | #REF! | #REF! | #REF! | #REF! | #REF! | #REF! | #REF! | #REF! | #REF! | #REF! | #REF! | #REF! | #REF! | #REF! | #REF! | #REF! | #REF! | #REF! | #REF! | #REF! | #REF! | #REF! | #REF! | #REF! | #REF! | #REF! | #REF! | #REF! | #REF! | #REF! | #REF! | #REF! | #REF! | #REF! | #REF! | #REF! | #REF! | #REF! | #REF! | #REF! | #REF! | #REF! | #REF! | #REF! | #REF! | #REF! | #REF! | #REF! | #REF! | #REF! | #REF! | #REF! | #REF! | #REF! | #REF! | #REF! | #REF!
2022-01-06 01:00 | #REF! | #REF! | #REF! | #REF! | #REF! | #REF! | #REF! | #REF! | #REF! | #REF! | #REF! | #REF! | #REF! | #REF! | #REF! | #REF! | #REF! | #REF! | #REF! | #REF! | #REF! | #REF! | #REF! | #REF! | #REF! | #REF! | #REF! | #REF! | #REF! | #REF! | #REF! | #REF! | #REF! | #REF! | #REF! | #REF! | #REF! | #REF! | #REF! | #REF! | #REF! | #REF! | #REF! | #REF! | #REF! | #REF! | #REF! | #REF! | #REF! | #REF! | #REF! | #REF! | #REF! | #REF! | #REF! | #REF! | #REF! | #REF! | #REF! | #REF! | #REF! | #REF! | #REF! | #REF! | #REF! | #REF! | #REF! | #REF! | #REF! | #REF! | #REF! | #REF! | #REF! | #REF! | #REF! | #REF! | #REF! | #REF! | #REF! | #REF! | #REF! | #REF! | #REF! | #REF! | #REF! | #REF! | #REF! | #REF! | #REF! | #REF! | #REF! | #REF! | #REF! | #REF! | #REF! | #REF! | #REF! | #REF! | #REF! | #REF! | #REF! | #REF! | #REF! | #REF! | #REF! | #REF! | #REF! | #REF! | #REF! | #REF! | #REF! | #REF! | #REF! | #REF! | #REF! | #REF! | #REF! | #REF! | #REF! | #REF! | #REF!
2022-01-06 02:00 | #REF! | #REF! | #REF! | #REF! | #REF! | #REF! | #REF! | #REF! | #REF! | #REF! | #REF! | #REF! | #REF! | #REF! | #REF! | #REF! | #REF! | #REF! | #REF! | #REF! | #REF! | #REF! | #REF! | #REF! | #REF! | #REF! | #REF! | #REF! | #REF! | #REF! | #REF! | #REF! | #REF! | #REF! | #REF! | #REF! | #REF! | #REF! | #REF! | #REF! | #REF! | #REF! | #REF! | #REF! | #REF! | #REF! | #REF! | #REF! | #REF! | #REF! | #REF! | #REF! | #REF! | #REF! | #REF! | #REF! | #REF! | #REF! | #REF! | #REF! | #REF! | #REF! | #REF! | #REF! | #REF! | #REF! | #REF! | #REF! | #REF! | #REF! | #REF! | #REF! | #REF! | #REF! | #REF! | #REF! | #REF! | #REF! | #REF! | #REF! | #REF! | #REF! | #REF! | #REF! | #REF! | #REF! | #REF! | #REF! | #REF! | #REF! | #REF! | #REF! | #REF! | #REF! | #REF! | #REF! | #REF! | #REF! | #REF! | #REF! | #REF! | #REF! | #REF! | #REF! | #REF! | #REF! | #REF! | #REF! | #REF! | #REF! | #REF! | #REF! | #REF! | #REF! | #REF! | #REF! | #REF! | #REF! | #REF! | #REF! | #REF!
2022-01-06 03:00 | #REF! | #REF! | #REF! | #REF! | #REF! | #REF! | #REF! | #REF! | #REF! | #REF! | #REF! | #REF! | #REF! | #REF! | #REF! | #REF! | #REF! | #REF! | #REF! | #REF! | #REF! | #REF! | #REF! | #REF! | #REF! | #REF! | #REF! | #REF! | #REF! | #REF! | #REF! | #REF! | #REF! | #REF! | #REF! | #REF! | #REF! | #REF! | #REF! | #REF! | #REF! | #REF! | #REF! | #REF! | #REF! | #REF! | #REF! | #REF! | #REF! | #REF! | #REF! | #REF! | #REF! | #REF! | #REF! | #REF! | #REF! | #REF! | #REF! | #REF! | #REF! | #REF! | #REF! | #REF! | #REF! | #REF! | #REF! | #REF! | #REF! | #REF! | #REF! | #REF! | #REF! | #REF! | #REF! | #REF! | #REF! | #REF! | #REF! | #REF! | #REF! | #REF! | #REF! | #REF! | #REF! | #REF! | #REF! | #REF! | #REF! | #REF! | #REF! | #REF! | #REF! | #REF! | #REF! | #REF! | #REF! | #REF! | #REF! | #REF! | #REF! | #REF! | #REF! | #REF! | #REF! | #REF! | #REF! | #REF! | #REF! | #REF! | #REF! | #REF! | #REF! | #REF! | #REF! | #REF! | #REF! | #REF! | #REF! | #REF! | #REF!
2022-01-06 04:00 | #REF! | #REF! | #REF! | #REF! | #REF! | #REF! | #REF! | #REF! | #REF! | #REF! | #REF! | #REF! | #REF! | #REF! | #REF! | #REF! | #REF! | #REF! | #REF! | #REF! | #REF! | #REF! | #REF! | #REF! | #REF! | #REF! | #REF! | #REF! | #REF! | #REF! | #REF! | #REF! | #REF! | #REF! | #REF! | #REF! | #REF! | #REF! | #REF! | #REF! | #REF! | #REF! | #REF! | #REF! | #REF! | #REF! | #REF! | #REF! | #REF! | #REF! | #REF! | #REF! | #REF! | #REF! | #REF! | #REF! | #REF! | #REF! | #REF! | #REF! | #REF! | #REF! | #REF! | #REF! | #REF! | #REF! | #REF! | #REF! | #REF! | #REF! | #REF! | #REF! | #REF! | #REF! | #REF! | #REF! | #REF! | #REF! | #REF! | #REF! | #REF! | #REF! | #REF! | #REF! | #REF! | #REF! | #REF! | #REF! | #REF! | #REF! | #REF! | #REF! | #REF! | #REF! | #REF! | #REF! | #REF! | #REF! | #REF! | #REF! | #REF! | #REF! | #REF! | #REF! | #REF! | #REF! | #REF! | #REF! | #REF! | #REF! | #REF! | #REF! | #REF! | #REF! | #REF! | #REF! | #REF! | #REF! | #REF! | #REF! | #REF!
2022-01-06 05:00 | #REF! | #REF! | #REF! | #REF! | #REF! | #REF! | #REF! | #REF! | #REF! | #REF! | #REF! | #REF! | #REF! | #REF! | #REF! | #REF! | #REF! | #REF! | #REF! | #REF! | #REF! | #REF! | #REF! | #REF! | #REF! | #REF! | #REF! | #REF! | #REF! | #REF! | #REF! | #REF! | #REF! | #REF! | #REF! | #REF! | #REF! | #REF! | #REF! | #REF! | #REF! | #REF! | #REF! | #REF! | #REF! | #REF! | #REF! | #REF! | #REF! | #REF! | #REF! | #REF! | #REF! | #REF! | #REF! | #REF! | #REF! | #REF! | #REF! | #REF! | #REF! | #REF! | #REF! | #REF! | #REF! | #REF! | #REF! | #REF! | #REF! | #REF! | #REF! | #REF! | #REF! | #REF! | #REF! | #REF! | #REF! | #REF! | #REF! | #REF! | #REF! | #REF! | #REF! | #REF! | #REF! | #REF! | #REF! | #REF! | #REF! | #REF! | #REF! | #REF! | #REF! | #REF! | #REF! | #REF! | #REF! | #REF! | #REF! | #REF! | #REF! | #REF! | #REF! | #REF! | #REF! | #REF! | #REF! | #REF! | #REF! | #REF! | #REF! | #REF! | #REF! | #REF! | #REF! | #REF! | #REF! | #REF! | #REF! | #REF! | #REF!
2022-01-06 06:00 | #REF! | #REF! | #REF! | #REF! | #REF! | #REF! | #REF! | #REF! | #REF! | #REF! | #REF! | #REF! | #REF! | #REF! | #REF! | #REF! | #REF! | #REF! | #REF! | #REF! | #REF! | #REF! | #REF! | #REF! | #REF! | #REF! | #REF! | #REF! | #REF! | #REF! | #REF! | #REF! | #REF! | #REF! | #REF! | #REF! | #REF! | #REF! | #REF! | #REF! | #REF! | #REF! | #REF! | #REF! | #REF! | #REF! | #REF! | #REF! | #REF! | #REF! | #REF! | #REF! | #REF! | #REF! | #REF! | #REF! | #REF! | #REF! | #REF! | #REF! | #REF! | #REF! | #REF! | #REF! | #REF! | #REF! | #REF! | #REF! | #REF! | #REF! | #REF! | #REF! | #REF! | #REF! | #REF! | #REF! | #REF! | #REF! | #REF! | #REF! | #REF! | #REF! | #REF! | #REF! | #REF! | #REF! | #REF! | #REF! | #REF! | #REF! | #REF! | #REF! | #REF! | #REF! | #REF! | #REF! | #REF! | #REF! | #REF! | #REF! | #REF! | #REF! | #REF! | #REF! | #REF! | #REF! | #REF! | #REF! | #REF! | #REF! | #REF! | #REF! | #REF! | #REF! | #REF! | #REF! | #REF! | #REF! | #REF! | #REF! | #REF!
2022-01-06 07:00 | #REF! | #REF! | #REF! | #REF! | #REF! | #REF! | #REF! | #REF! | #REF! | #REF! | #REF! | #REF! | #REF! | #REF! | #REF! | #REF! | #REF! | #REF! | #REF! | #REF! | #REF! | #REF! | #REF! | #REF! | #REF! | #REF! | #REF! | #REF! | #REF! | #REF! | #REF! | #REF! | #REF! | #REF! | #REF! | #REF! | #REF! | #REF! | #REF! | #REF! | #REF! | #REF! | #REF! | #REF! | #REF! | #REF! | #REF! | #REF! | #REF! | #REF! | #REF! | #REF! | #REF! | #REF! | #REF! | #REF! | #REF! | #REF! | #REF! | #REF! | #REF! | #REF! | #REF! | #REF! | #REF! | #REF! | #REF! | #REF! | #REF! | #REF! | #REF! | #REF! | #REF! | #REF! | #REF! | #REF! | #REF! | #REF! | #REF! | #REF! | #REF! | #REF! | #REF! | #REF! | #REF! | #REF! | #REF! | #REF! | #REF! | #REF! | #REF! | #REF! | #REF! | #REF! | #REF! | #REF! | #REF! | #REF! | #REF! | #REF! | #REF! | #REF! | #REF! | #REF! | #REF! | #REF! | #REF! | #REF! | #REF! | #REF! | #REF! | #REF! | #REF! | #REF! | #REF! | #REF! | #REF! | #REF! | #REF! | #REF! | #REF!
2022-01-06 08:00 | #REF! | #REF! | #REF! | #REF! | #REF! | #REF! | #REF! | #REF! | #REF! | #REF! | #REF! | #REF! | #REF! | #REF! | #REF! | #REF! | #REF! | #REF! | #REF! | #REF! | #REF! | #REF! | #REF! | #REF! | #REF! | #REF! | #REF! | #REF! | #REF! | #REF! | #REF! | #REF! | #REF! | #REF! | #REF! | #REF! | #REF! | #REF! | #REF! | #REF! | #REF! | #REF! | #REF! | #REF! | #REF! | #REF! | #REF! | #REF! | #REF! | #REF! | #REF! | #REF! | #REF! | #REF! | #REF! | #REF! | #REF! | #REF! | #REF! | #REF! | #REF! | #REF! | #REF! | #REF! | #REF! | #REF! | #REF! | #REF! | #REF! | #REF! | #REF! | #REF! | #REF! | #REF! | #REF! | #REF! | #REF! | #REF! | #REF! | #REF! | #REF! | #REF! | #REF! | #REF! | #REF! | #REF! | #REF! | #REF! | #REF! | #REF! | #REF! | #REF! | #REF! | #REF! | #REF! | #REF! | #REF! | #REF! | #REF! | #REF! | #REF! | #REF! | #REF! | #REF! | #REF! | #REF! | #REF! | #REF! | #REF! | #REF! | #REF! | #REF! | #REF! | #REF! | #REF! | #REF! | #REF! | #REF! | #REF! | #REF! | #REF!
2022-01-06 09:00 | #REF! | #REF! | #REF! | #REF! | #REF! | #REF! | #REF! | #REF! | #REF! | #REF! | #REF! | #REF! | #REF! | #REF! | #REF! | #REF! | #REF! | #REF! | #REF! | #REF! | #REF! | #REF! | #REF! | #REF! | #REF! | #REF! | #REF! | #REF! | #REF! | #REF! | #REF! | #REF! | #REF! | #REF! | #REF! | #REF! | #REF! | #REF! | #REF! | #REF! | #REF! | #REF! | #REF! | #REF! | #REF! | #REF! | #REF! | #REF! | #REF! | #REF! | #REF! | #REF! | #REF! | #REF! | #REF! | #REF! | #REF! | #REF! | #REF! | #REF! | #REF! | #REF! | #REF! | #REF! | #REF! | #REF! | #REF! | #REF! | #REF! | #REF! | #REF! | #REF! | #REF! | #REF! | #REF! | #REF! | #REF! | #REF! | #REF! | #REF! | #REF! | #REF! | #REF! | #REF! | #REF! | #REF! | #REF! | #REF! | #REF! | #REF! | #REF! | #REF! | #REF! | #REF! | #REF! | #REF! | #REF! | #REF! | #REF! | #REF! | #REF! | #REF! | #REF! | #REF! | #REF! | #REF! | #REF! | #REF! | #REF! | #REF! | #REF! | #REF! | #REF! | #REF! | #REF! | #REF! | #REF! | #REF! | #REF! | #REF! | #REF!
2022-01-06 10:00 | #REF! | #REF! | #REF! | #REF! | #REF! | #REF! | #REF! | #REF! | #REF! | #REF! | #REF! | #REF! | #REF! | #REF! | #REF! | #REF! | #REF! | #REF! | #REF! | #REF! | #REF! | #REF! | #REF! | #REF! | #REF! | #REF! | #REF! | #REF! | #REF! | #REF! | #REF! | #REF! | #REF! | #REF! | #REF! | #REF! | #REF! | #REF! | #REF! | #REF! | #REF! | #REF! | #REF! | #REF! | #REF! | #REF! | #REF! | #REF! | #REF! | #REF! | #REF! | #REF! | #REF! | #REF! | #REF! | #REF! | #REF! | #REF! | #REF! | #REF! | #REF! | #REF! | #REF! | #REF! | #REF! | #REF! | #REF! | #REF! | #REF! | #REF! | #REF! | #REF! | #REF! | #REF! | #REF! | #REF! | #REF! | #REF! | #REF! | #REF! | #REF! | #REF! | #REF! | #REF! | #REF! | #REF! | #REF! | #REF! | #REF! | #REF! | #REF! | #REF! | #REF! | #REF! | #REF! | #REF! | #REF! | #REF! | #REF! | #REF! | #REF! | #REF! | #REF! | #REF! | #REF! | #REF! | #REF! | #REF! | #REF! | #REF! | #REF! | #REF! | #REF! | #REF! | #REF! | #REF! | #REF! | #REF! | #REF! | #REF! | #REF!
2022-01-06 11:00 | #REF! | #REF! | #REF! | #REF! | #REF! | #REF! | #REF! | #REF! | #REF! | #REF! | #REF! | #REF! | #REF! | #REF! | #REF! | #REF! | #REF! | #REF! | #REF! | #REF! | #REF! | #REF! | #REF! | #REF! | #REF! | #REF! | #REF! | #REF! | #REF! | #REF! | #REF! | #REF! | #REF! | #REF! | #REF! | #REF! | #REF! | #REF! | #REF! | #REF! | #REF! | #REF! | #REF! | #REF! | #REF! | #REF! | #REF! | #REF! | #REF! | #REF! | #REF! | #REF! | #REF! | #REF! | #REF! | #REF! | #REF! | #REF! | #REF! | #REF! | #REF! | #REF! | #REF! | #REF! | #REF! | #REF! | #REF! | #REF! | #REF! | #REF! | #REF! | #REF! | #REF! | #REF! | #REF! | #REF! | #REF! | #REF! | #REF! | #REF! | #REF! | #REF! | #REF! | #REF! | #REF! | #REF! | #REF! | #REF! | #REF! | #REF! | #REF! | #REF! | #REF! | #REF! | #REF! | #REF! | #REF! | #REF! | #REF! | #REF! | #REF! | #REF! | #REF! | #REF! | #REF! | #REF! | #REF! | #REF! | #REF! | #REF! | #REF! | #REF! | #REF! | #REF! | #REF! | #REF! | #REF! | #REF! | #REF! | #REF! | #REF!
2022-01-06 12:00 | #REF! | #REF! | #REF! | #REF! | #REF! | #REF! | #REF! | #REF! | #REF! | #REF! | #REF! | #REF! | #REF! | #REF! | #REF! | #REF! | #REF! | #REF! | #REF! | #REF! | #REF! | #REF! | #REF! | #REF! | #REF! | #REF! | #REF! | #REF! | #REF! | #REF! | #REF! | #REF! | #REF! | #REF! | #REF! | #REF! | #REF! | #REF! | #REF! | #REF! | #REF! | #REF! | #REF! | #REF! | #REF! | #REF! | #REF! | #REF! | #REF! | #REF! | #REF! | #REF! | #REF! | #REF! | #REF! | #REF! | #REF! | #REF! | #REF! | #REF! | #REF! | #REF! | #REF! | #REF! | #REF! | #REF! | #REF! | #REF! | #REF! | #REF! | #REF! | #REF! | #REF! | #REF! | #REF! | #REF! | #REF! | #REF! | #REF! | #REF! | #REF! | #REF! | #REF! | #REF! | #REF! | #REF! | #REF! | #REF! | #REF! | #REF! | #REF! | #REF! | #REF! | #REF! | #REF! | #REF! | #REF! | #REF! | #REF! | #REF! | #REF! | #REF! | #REF! | #REF! | #REF! | #REF! | #REF! | #REF! | #REF! | #REF! | #REF! | #REF! | #REF! | #REF! | #REF! | #REF! | #REF! | #REF! | #REF! | #REF! | #REF!
2022-01-06 13:00 | #REF! | #REF! | #REF! | #REF! | #REF! | #REF! | #REF! | #REF! | #REF! | #REF! | #REF! | #REF! | #REF! | #REF! | #REF! | #REF! | #REF! | #REF! | #REF! | #REF! | #REF! | #REF! | #REF! | #REF! | #REF! | #REF! | #REF! | #REF! | #REF! | #REF! | #REF! | #REF! | #REF! | #REF! | #REF! | #REF! | #REF! | #REF! | #REF! | #REF! | #REF! | #REF! | #REF! | #REF! | #REF! | #REF! | #REF! | #REF! | #REF! | #REF! | #REF! | #REF! | #REF! | #REF! | #REF! | #REF! | #REF! | #REF! | #REF! | #REF! | #REF! | #REF! | #REF! | #REF! | #REF! | #REF! | #REF! | #REF! | #REF! | #REF! | #REF! | #REF! | #REF! | #REF! | #REF! | #REF! | #REF! | #REF! | #REF! | #REF! | #REF! | #REF! | #REF! | #REF! | #REF! | #REF! | #REF! | #REF! | #REF! | #REF! | #REF! | #REF! | #REF! | #REF! | #REF! | #REF! | #REF! | #REF! | #REF! | #REF! | #REF! | #REF! | #REF! | #REF! | #REF! | #REF! | #REF! | #REF! | #REF! | #REF! | #REF! | #REF! | #REF! | #REF! | #REF! | #REF! | #REF! | #REF! | #REF! | #REF! | #REF!
2022-01-06 14:00 | #REF! | #REF! | #REF! | #REF! | #REF! | #REF! | #REF! | #REF! | #REF! | #REF! | #REF! | #REF! | #REF! | #REF! | #REF! | #REF! | #REF! | #REF! | #REF! | #REF! | #REF! | #REF! | #REF! | #REF! | #REF! | #REF! | #REF! | #REF! | #REF! | #REF! | #REF! | #REF! | #REF! | #REF! | #REF! | #REF! | #REF! | #REF! | #REF! | #REF! | #REF! | #REF! | #REF! | #REF! | #REF! | #REF! | #REF! | #REF! | #REF! | #REF! | #REF! | #REF! | #REF! | #REF! | #REF! | #REF! | #REF! | #REF! | #REF! | #REF! | #REF! | #REF! | #REF! | #REF! | #REF! | #REF! | #REF! | #REF! | #REF! | #REF! | #REF! | #REF! | #REF! | #REF! | #REF! | #REF! | #REF! | #REF! | #REF! | #REF! | #REF! | #REF! | #REF! | #REF! | #REF! | #REF! | #REF! | #REF! | #REF! | #REF! | #REF! | #REF! | #REF! | #REF! | #REF! | #REF! | #REF! | #REF! | #REF! | #REF! | #REF! | #REF! | #REF! | #REF! | #REF! | #REF! | #REF! | #REF! | #REF! | #REF! | #REF! | #REF! | #REF! | #REF! | #REF! | #REF! | #REF! | #REF! | #REF! | #REF! | #REF!
2022-01-06 15:00 | #REF! | #REF! | #REF! | #REF! | #REF! | #REF! | #REF! | #REF! | #REF! | #REF! | #REF! | #REF! | #REF! | #REF! | #REF! | #REF! | #REF! | #REF! | #REF! | #REF! | #REF! | #REF! | #REF! | #REF! | #REF! | #REF! | #REF! | #REF! | #REF! | #REF! | #REF! | #REF! | #REF! | #REF! | #REF! | #REF! | #REF! | #REF! | #REF! | #REF! | #REF! | #REF! | #REF! | #REF! | #REF! | #REF! | #REF! | #REF! | #REF! | #REF! | #REF! | #REF! | #REF! | #REF! | #REF! | #REF! | #REF! | #REF! | #REF! | #REF! | #REF! | #REF! | #REF! | #REF! | #REF! | #REF! | #REF! | #REF! | #REF! | #REF! | #REF! | #REF! | #REF! | #REF! | #REF! | #REF! | #REF! | #REF! | #REF! | #REF! | #REF! | #REF! | #REF! | #REF! | #REF! | #REF! | #REF! | #REF! | #REF! | #REF! | #REF! | #REF! | #REF! | #REF! | #REF! | #REF! | #REF! | #REF! | #REF! | #REF! | #REF! | #REF! | #REF! | #REF! | #REF! | #REF! | #REF! | #REF! | #REF! | #REF! | #REF! | #REF! | #REF! | #REF! | #REF! | #REF! | #REF! | #REF! | #REF! | #REF! | #REF!
2022-01-06 16:00 | #REF! | #REF! | #REF! | #REF! | #REF! | #REF! | #REF! | #REF! | #REF! | #REF! | #REF! | #REF! | #REF! | #REF! | #REF! | #REF! | #REF! | #REF! | #REF! | #REF! | #REF! | #REF! | #REF! | #REF! | #REF! | #REF! | #REF! | #REF! | #REF! | #REF! | #REF! | #REF! | #REF! | #REF! | #REF! | #REF! | #REF! | #REF! | #REF! | #REF! | #REF! | #REF! | #REF! | #REF! | #REF! | #REF! | #REF! | #REF! | #REF! | #REF! | #REF! | #REF! | #REF! | #REF! | #REF! | #REF! | #REF! | #REF! | #REF! | #REF! | #REF! | #REF! | #REF! | #REF! | #REF! | #REF! | #REF! | #REF! | #REF! | #REF! | #REF! | #REF! | #REF! | #REF! | #REF! | #REF! | #REF! | #REF! | #REF! | #REF! | #REF! | #REF! | #REF! | #REF! | #REF! | #REF! | #REF! | #REF! | #REF! | #REF! | #REF! | #REF! | #REF! | #REF! | #REF! | #REF! | #REF! | #REF! | #REF! | #REF! | #REF! | #REF! | #REF! | #REF! | #REF! | #REF! | #REF! | #REF! | #REF! | #REF! | #REF! | #REF! | #REF! | #REF! | #REF! | #REF! | #REF! | #REF! | #REF! | #REF! | #REF!
2022-01-06 17:00 | #REF! | #REF! | #REF! | #REF! | #REF! | #REF! | #REF! | #REF! | #REF! | #REF! | #REF! | #REF! | #REF! | #REF! | #REF! | #REF! | #REF! | #REF! | #REF! | #REF! | #REF! | #REF! | #REF! | #REF! | #REF! | #REF! | #REF! | #REF! | #REF! | #REF! | #REF! | #REF! | #REF! | #REF! | #REF! | #REF! | #REF! | #REF! | #REF! | #REF! | #REF! | #REF! | #REF! | #REF! | #REF! | #REF! | #REF! | #REF! | #REF! | #REF! | #REF! | #REF! | #REF! | #REF! | #REF! | #REF! | #REF! | #REF! | #REF! | #REF! | #REF! | #REF! | #REF! | #REF! | #REF! | #REF! | #REF! | #REF! | #REF! | #REF! | #REF! | #REF! | #REF! | #REF! | #REF! | #REF! | #REF! | #REF! | #REF! | #REF! | #REF! | #REF! | #REF! | #REF! | #REF! | #REF! | #REF! | #REF! | #REF! | #REF! | #REF! | #REF! | #REF! | #REF! | #REF! | #REF! | #REF! | #REF! | #REF! | #REF! | #REF! | #REF! | #REF! | #REF! | #REF! | #REF! | #REF! | #REF! | #REF! | #REF! | #REF! | #REF! | #REF! | #REF! | #REF! | #REF! | #REF! | #REF! | #REF! | #REF! | #REF!
2022-01-06 18:00 | #REF! | #REF! | #REF! | #REF! | #REF! | #REF! | #REF! | #REF! | #REF! | #REF! | #REF! | #REF! | #REF! | #REF! | #REF! | #REF! | #REF! | #REF! | #REF! | #REF! | #REF! | #REF! | #REF! | #REF! | #REF! | #REF! | #REF! | #REF! | #REF! | #REF! | #REF! | #REF! | #REF! | #REF! | #REF! | #REF! | #REF! | #REF! | #REF! | #REF! | #REF! | #REF! | #REF! | #REF! | #REF! | #REF! | #REF! | #REF! | #REF! | #REF! | #REF! | #REF! | #REF! | #REF! | #REF! | #REF! | #REF! | #REF! | #REF! | #REF! | #REF! | #REF! | #REF! | #REF! | #REF! | #REF! | #REF! | #REF! | #REF! | #REF! | #REF! | #REF! | #REF! | #REF! | #REF! | #REF! | #REF! | #REF! | #REF! | #REF! | #REF! | #REF! | #REF! | #REF! | #REF! | #REF! | #REF! | #REF! | #REF! | #REF! | #REF! | #REF! | #REF! | #REF! | #REF! | #REF! | #REF! | #REF! | #REF! | #REF! | #REF! | #REF! | #REF! | #REF! | #REF! | #REF! | #REF! | #REF! | #REF! | #REF! | #REF! | #REF! | #REF! | #REF! | #REF! | #REF! | #REF! | #REF! | #REF! | #REF! | #REF!
2022-01-06 19:00 | #REF! | #REF! | #REF! | #REF! | #REF! | #REF! | #REF! | #REF! | #REF! | #REF! | #REF! | #REF! | #REF! | #REF! | #REF! | #REF! | #REF! | #REF! | #REF! | #REF! | #REF! | #REF! | #REF! | #REF! | #REF! | #REF! | #REF! | #REF! | #REF! | #REF! | #REF! | #REF! | #REF! | #REF! | #REF! | #REF! | #REF! | #REF! | #REF! | #REF! | #REF! | #REF! | #REF! | #REF! | #REF! | #REF! | #REF! | #REF! | #REF! | #REF! | #REF! | #REF! | #REF! | #REF! | #REF! | #REF! | #REF! | #REF! | #REF! | #REF! | #REF! | #REF! | #REF! | #REF! | #REF! | #REF! | #REF! | #REF! | #REF! | #REF! | #REF! | #REF! | #REF! | #REF! | #REF! | #REF! | #REF! | #REF! | #REF! | #REF! | #REF! | #REF! | #REF! | #REF! | #REF! | #REF! | #REF! | #REF! | #REF! | #REF! | #REF! | #REF! | #REF! | #REF! | #REF! | #REF! | #REF! | #REF! | #REF! | #REF! | #REF! | #REF! | #REF! | #REF! | #REF! | #REF! | #REF! | #REF! | #REF! | #REF! | #REF! | #REF! | #REF! | #REF! | #REF! | #REF! | #REF! | #REF! | #REF! | #REF! | #REF!
2022-01-06 20:00 | #REF! | #REF! | #REF! | #REF! | #REF! | #REF! | #REF! | #REF! | #REF! | #REF! | #REF! | #REF! | #REF! | #REF! | #REF! | #REF! | #REF! | #REF! | #REF! | #REF! | #REF! | #REF! | #REF! | #REF! | #REF! | #REF! | #REF! | #REF! | #REF! | #REF! | #REF! | #REF! | #REF! | #REF! | #REF! | #REF! | #REF! | #REF! | #REF! | #REF! | #REF! | #REF! | #REF! | #REF! | #REF! | #REF! | #REF! | #REF! | #REF! | #REF! | #REF! | #REF! | #REF! | #REF! | #REF! | #REF! | #REF! | #REF! | #REF! | #REF! | #REF! | #REF! | #REF! | #REF! | #REF! | #REF! | #REF! | #REF! | #REF! | #REF! | #REF! | #REF! | #REF! | #REF! | #REF! | #REF! | #REF! | #REF! | #REF! | #REF! | #REF! | #REF! | #REF! | #REF! | #REF! | #REF! | #REF! | #REF! | #REF! | #REF! | #REF! | #REF! | #REF! | #REF! | #REF! | #REF! | #REF! | #REF! | #REF! | #REF! | #REF! | #REF! | #REF! | #REF! | #REF! | #REF! | #REF! | #REF! | #REF! | #REF! | #REF! | #REF! | #REF! | #REF! | #REF! | #REF! | #REF! | #REF! | #REF! | #REF! | #REF!
2022-01-06 21:00 | #REF! | #REF! | #REF! | #REF! | #REF! | #REF! | #REF! | #REF! | #REF! | #REF! | #REF! | #REF! | #REF! | #REF! | #REF! | #REF! | #REF! | #REF! | #REF! | #REF! | #REF! | #REF! | #REF! | #REF! | #REF! | #REF! | #REF! | #REF! | #REF! | #REF! | #REF! | #REF! | #REF! | #REF! | #REF! | #REF! | #REF! | #REF! | #REF! | #REF! | #REF! | #REF! | #REF! | #REF! | #REF! | #REF! | #REF! | #REF! | #REF! | #REF! | #REF! | #REF! | #REF! | #REF! | #REF! | #REF! | #REF! | #REF! | #REF! | #REF! | #REF! | #REF! | #REF! | #REF! | #REF! | #REF! | #REF! | #REF! | #REF! | #REF! | #REF! | #REF! | #REF! | #REF! | #REF! | #REF! | #REF! | #REF! | #REF! | #REF! | #REF! | #REF! | #REF! | #REF! | #REF! | #REF! | #REF! | #REF! | #REF! | #REF! | #REF! | #REF! | #REF! | #REF! | #REF! | #REF! | #REF! | #REF! | #REF! | #REF! | #REF! | #REF! | #REF! | #REF! | #REF! | #REF! | #REF! | #REF! | #REF! | #REF! | #REF! | #REF! | #REF! | #REF! | #REF! | #REF! | #REF! | #REF! | #REF! | #REF! | #REF!
2022-01-06 22:00 | #REF! | #REF! | #REF! | #REF! | #REF! | #REF! | #REF! | #REF! | #REF! | #REF! | #REF! | #REF! | #REF! | #REF! | #REF! | #REF! | #REF! | #REF! | #REF! | #REF! | #REF! | #REF! | #REF! | #REF! | #REF! | #REF! | #REF! | #REF! | #REF! | #REF! | #REF! | #REF! | #REF! | #REF! | #REF! | #REF! | #REF! | #REF! | #REF! | #REF! | #REF! | #REF! | #REF! | #REF! | #REF! | #REF! | #REF! | #REF! | #REF! | #REF! | #REF! | #REF! | #REF! | #REF! | #REF! | #REF! | #REF! | #REF! | #REF! | #REF! | #REF! | #REF! | #REF! | #REF! | #REF! | #REF! | #REF! | #REF! | #REF! | #REF! | #REF! | #REF! | #REF! | #REF! | #REF! | #REF! | #REF! | #REF! | #REF! | #REF! | #REF! | #REF! | #REF! | #REF! | #REF! | #REF! | #REF! | #REF! | #REF! | #REF! | #REF! | #REF! | #REF! | #REF! | #REF! | #REF! | #REF! | #REF! | #REF! | #REF! | #REF! | #REF! | #REF! | #REF! | #REF! | #REF! | #REF! | #REF! | #REF! | #REF! | #REF! | #REF! | #REF! | #REF! | #REF! | #REF! | #REF! | #REF! | #REF! | #REF! | #REF!
2022-01-06 23:00 | #REF! | #REF! | #REF! | #REF! | #REF! | #REF! | #REF! | #REF! | #REF! | #REF! | #REF! | #REF! | #REF! | #REF! | #REF! | #REF! | #REF! | #REF! | #REF! | #REF! | #REF! | #REF! | #REF! | #REF! | #REF! | #REF! | #REF! | #REF! | #REF! | #REF! | #REF! | #REF! | #REF! | #REF! | #REF! | #REF! | #REF! | #REF! | #REF! | #REF! | #REF! | #REF! | #REF! | #REF! | #REF! | #REF! | #REF! | #REF! | #REF! | #REF! | #REF! | #REF! | #REF! | #REF! | #REF! | #REF! | #REF! | #REF! | #REF! | #REF! | #REF! | #REF! | #REF! | #REF! | #REF! | #REF! | #REF! | #REF! | #REF! | #REF! | #REF! | #REF! | #REF! | #REF! | #REF! | #REF! | #REF! | #REF! | #REF! | #REF! | #REF! | #REF! | #REF! | #REF! | #REF! | #REF! | #REF! | #REF! | #REF! | #REF! | #REF! | #REF! | #REF! | #REF! | #REF! | #REF! | #REF! | #REF! | #REF! | #REF! | #REF! | #REF! | #REF! | #REF! | #REF! | #REF! | #REF! | #REF! | #REF! | #REF! | #REF! | #REF! | #REF! | #REF! | #REF! | #REF! | #REF! | #REF! | #REF! | #REF! | #REF!
Formulas:
asset = [asset, row above]+TIME(1,0,0)

## cost
name | type | cp1_eur_per_mw | cp0_eur | cq1_eur_per_mvar | cq0_eur | cp2_eur_per_mw2 | cq2_eur_per_mvar2
HV2 Sgen 1 | gen | 0 |  | 0
HV2 Sgen 2 | gen | 0 |  | 0
HV2 Sgen 3 | gen | 0 |  | 0
HV2 Sgen 4 | gen | 0 |  | 0
HV2 Sgen 5 | gen | 0 |  | 0
HV2 Sgen 6 | gen | 0 |  | 0
HV2 Sgen 7 | gen | 0 |  | 0
HV2 Sgen 8 | gen | 0 |  | 0
HV2 Sgen 9 | gen | 0 |  | 0
HV2 Sgen 10 | gen | 0 |  | 0
HV2 Sgen 11 | gen | 0 |  | 0
HV2 Sgen 12 | gen | 0 |  | 0
HV2 Sgen 13 | gen | 0 |  | 0
HV2 Sgen 14 | gen | 0 |  | 0
HV2 Sgen 15 | gen | 0 |  | 0
HV2 Sgen 16 | gen | 0 |  | 0
HV2 Sgen 17 | gen | 0 |  | 0
HV2 Sgen 18 | gen | 0 |  | 0
HV2 Sgen 19 | gen | 0 |  | 0
HV2 Sgen 20 | gen | 0 |  | 0
HV2 Sgen 21 | gen | 0 |  | 0
HV2 Sgen 22 | gen | 0 |  | 0
HV2 Sgen 23 | gen | 0 |  | 0
HV2 Sgen 24 | gen | 0 |  | 0
HV2 Sgen 25 | gen | 0 |  | 0
HV2 Sgen 26 | gen | 0 |  | 0
HV2 Sgen 27 | gen | 0 |  | 0
HV2 Sgen 28 | gen | 0 |  | 0
HV2 Sgen 29 | gen | 0 |  | 0
HV2 Sgen 30 | gen | 0 |  | 0
HV2 Sgen 31 | gen | 0 |  | 0
HV2 Sgen 32 | gen | 0 |  | 0
HV2 Sgen 33 | gen | 0 |  | 0
HV2 Sgen 34 | gen | 0 |  | 0
HV2 Sgen 35 | gen | 0 |  | 0
HV2 Sgen 36 | gen | 0 |  | 0
HV2 Sgen 37 | gen | 0 |  | 0
HV2 Sgen 38 | gen | 0 |  | 0
HV2 Sgen 39 | gen | 0 |  | 0
HV2 Sgen 40 | gen | 0 |  | 0
HV2 Sgen 41 | gen | 0 |  | 0
HV2 Sgen 42 | gen | 0 |  | 0
HV2 Sgen 43 | gen | 0 |  | 0
HV2 Sgen 44 | gen | 0 |  | 0
HV2 Sgen 45 | gen | 0 |  | 0
HV2 Sgen 46 | gen | 0 |  | 0
HV2 Sgen 47 | gen | 0 |  | 0
HV2 Sgen 48 | gen | 0 |  | 0
HV2 Sgen 49 | gen | 0 |  | 0
HV2 Sgen 50 | gen | 0 |  | 0
HV2 Sgen 51 | gen | 0 |  | 0
HV2 Sgen 52 | gen | 0 |  | 0
HV2 Sgen 53 | gen | 0 |  | 0
HV2 Sgen 54 | gen | 0 |  | 0
HV2 Sgen 55 | gen | 0 |  | 0
HV2 Sgen 56 | gen | 0 |  | 0
HV2 Sgen 57 | gen | 0 |  | 0
HV2 Sgen 58 | gen | 0 |  | 0
HV2 Sgen 59 | gen | 0 |  | 0
HV2 Sgen 60 | gen | 0 |  | 0
HV2 Sgen 61 | gen | 0 |  | 0
HV2 Sgen 62 | gen | 0 |  | 0
HV2 Sgen 63 | gen | 0 |  | 0
HV2 Sgen 64 | gen | 0 |  | 0
HV2 Sgen 65 | gen | 0 |  | 0
HV2 Sgen 66 | gen | 0 |  | 0
HV2 Sgen 67 | gen | 0 |  | 0
HV2 Sgen 68 | gen | 0 |  | 0
HV2 Sgen 69 | gen | 0 |  | 0
HV2 Sgen 70 | gen | 0 |  | 0
HV2 Sgen 71 | gen | 0 |  | 0
HV2 Sgen 72 | gen | 0 |  | 0
HV2 Sgen 73 | gen | 0 |  | 0
HV2 Sgen 74 | gen | 0 |  | 0
HV2 Sgen 75 | gen | 0 |  | 0
HV2 Sgen 76 | gen | 0 |  | 0
HV2 Sgen 77 | gen | 0 |  | 0
HV2 Sgen 78 | gen | 0 |  | 0
HV2 Sgen 79 | gen | 0 |  | 0
HV2 Sgen 80 | gen | 0 |  | 0
HV2 Sgen 81 | gen | 0 |  | 0
HV2 Sgen 82 | gen | 0 |  | 0
HV2 Sgen 83 | gen | 0 |  | 0
HV2 Sgen 84 | gen | 0 |  | 0
HV2 Sgen 85 | gen | 0 |  | 0
HV2 Sgen 86 | gen | 0 |  | 0
HV2 Sgen 87 | gen | 0 |  | 0
HV2 Sgen 88 | gen | 0 |  | 0
HV2 Sgen 89 | gen | 0 |  | 0
HV2 Sgen 90 | gen | 0 |  | 0
HV2 Sgen 91 | gen | 0 |  | 0
HV2 Sgen 92 | gen | 0 |  | 0
HV2 Sgen 93 | gen | 0 |  | 0
HV2 Sgen 94 | gen | 0 |  | 0
HV2 Sgen 95 | gen | 0 |  | 0
HV2 Sgen 96 | gen | 0 |  | 0
HV2 Sgen 97 | gen | 0 |  | 0
HV2 Sgen 98 | gen | 0 |  | 0
EHV Ext_grid 11 | ext_grid | 0 |  | 0
HV2 Load 1 | load | -1 |  | -1
HV2 Load 2 | load | -1 |  | -1
HV2 Load 3 | load | -1 |  | -1
HV2 Load 4 | load | -1 |  | -1
HV2 Load 5 | load | -1 |  | -1
HV2 Load 6 | load | -1 |  | -1
HV2 Load 7 | load | -1 |  | -1
HV2 Load 8 | load | -1 |  | -1
HV2 Load 9 | load | -1 |  | -1
HV2 Load 10 | load | -1 |  | -1
HV2 Load 11 | load | -1 |  | -1
HV2 Load 12 | load | -1 |  | -1
HV2 Load 13 | load | -1 |  | -1
HV2 Load 14 | load | -1 |  | -1
HV2 Load 15 | load | -1 |  | -1
HV2 Load 16 | load | -1 |  | -1
HV2 Load 17 | load | -1 |  | -1
HV2 Load 18 | load | -1 |  | -1
HV2 Load 19 | load | -1 |  | -1
HV2 Load 20 | load | -1 |  | -1
HV2 Load 21 | load | -1 |  | -1
HV2 Load 22 | load | -1 |  | -1
HV2 Load 23 | load | -1 |  | -1
HV2 Load 24 | load | -1 |  | -1
HV2 Load 25 | load | -1 |  | -1
HV2 Load 26 | load | -1 |  | -1
HV2 Load 27 | load | -1 |  | -1
HV2 Load 28 | load | -1 |  | -1
HV2 Load 29 | load | -1 |  | -1
HV2 Load 30 | load | -1 |  | -1
HV2 Load 31 | load | -1 |  | -1
HV2 Load 32 | load | -1 |  | -1
HV2 Load 33 | load | -1 |  | -1
HV2 Load 34 | load | -1 |  | -1
HV2 Load 35 | load | -1 |  | -1
HV2 Load 36 | load | -1 |  | -1
HV2 Load 37 | load | -1 |  | -1
HV2 Load 38 | load | -1 |  | -1
HV2 Load 39 | load | -1 |  | -1
HV2 Load 40 | load | -1 |  | -1
HV2 Load 41 | load | -1 |  | -1
HV2 Load 42 | load | -1 |  | -1
HV2 Load 43 | load | -1 |  | -1
HV2 Load 44 | load | -1 |  | -1
HV2 Load 45 | load | -1 |  | -1
HV2 Load 46 | load | -1 |  | -1
HV2 Load 47 | load | -1 |  | -1
HV2 Load 48 | load | -1 |  | -1
HV2 Load 49 | load | -1 |  | -1
HV2 Load 50 | load | -1 |  | -1
HV2 Load 51 | load | -1 |  | -1
HV2 Load 52 | load | -1 |  | -1
HV2 Load 53 | load | -1 |  | -1
HV2 Load 54 | load | -1 |  | -1
HV2 Load 55 | load | -1 |  | -1
HV2 Load 56 | load | -1 |  | -1
HV2 Load 57 | load | -1 |  | -1
HV2 Load 58 | load | -1 |  | -1
HV2 Load 59 | load | -1 |  | -1
HV2 Load 60 | load | -1 |  | -1
HV2 Load 61 | load | -1 |  | -1
HV2 Load 62 | load | -1 |  | -1
HV2 Load 63 | load | -1 |  | -1
HV2 Load 64 | load | -1 |  | -1
HV2 Load 65 | load | -1 |  | -1
HV2 Load 66 | load | -1 |  | -1
HV2 Load 67 | load | -1 |  | -1
HV2 Load 68 | load | -1 |  | -1
HV2 Load 69 | load | -1 |  | -1
HV2 Load 70 | load | -1 |  | -1
HV2 Load 71 | load | -1 |  | -1
HV2 Load 72 | load | -1 |  | -1
HV2 Load 73 | load | -1 |  | -1
HV2 Load 74 | load | -1 |  | -1
HV2 Load 75 | load | -1 |  | -1
HV2 Load 76 | load | -1 |  | -1
HV2 Load 77 | load | -1 |  | -1
HV2 Load 78 | load | -1 |  | -1
HV2 Load 79 | load | -1 |  | -1

## crews
name
crew_1
crew_2
crew_3
crew_4
crew_5