## simulation
field | unit | value
start time | timestamp | 2022-01-02
duration | int | 200
hazard start time | timestamp | 2022-01-03
hazard duration | int | 1

## profiles
asset | load1 | load2 | load3 | load4 | load5 | load6 | load7 | load8 | load9 | load10 | load11 | load12 | load13 | load14 | load15
field | max_p_mw | max_p_mw | max_p_mw | max_p_mw | max_p_mw | max_p_mw | max_p_mw | max_p_mw | max_p_mw | max_p_mw | max_p_mw | max_p_mw | max_p_mw | max_p_mw | max_p_mw
2022-01-01 | 0.062897 | 0.03931 | 0.03931 | 0.062897 | 0.03931 | 0.03931 | 0.062897 | 0.03931 | 0.03931 | 0.03931 | 0.03931 | 0.03931 | 0.03931 | 0.062897 | 0.03931
2022-01-01 12:00 | 0.062897 | 0.03931 | 0.03931 | 0.062897 | 0.03931 | 0.03931 | 0.062897 | 0.03931 | 0.03931 | 0.03931 | 0.03931 | 0.03931 | 0.03931 | 0.062897 | 0.03931
2022-01-02 | 0.062897 | 0.03931 | 0.03931 | 0.062897 | 0.03931 | 0.03931 | 0.062897 | 0.03931 | 0.03931 | 0.03931 | 0.03931 | 0.03931 | 0.03931 | 0.062897 | 0.03931
2022-01-02 12:00 | 0.062897 | 0.03931 | 0.03931 | 0.062897 | 0.03931 | 0.03931 | 0.062897 | 0.03931 | 0.03931 | 0.03931 | 0.03931 | 0.03931 | 0.03931 | 0.062897 | 0.03931
2022-01-03 | 0.062897 | 0.03931 | 0.03931 | 0.062897 | 0.03931 | 0.03931 | 0.062897 | 0.03931 | 0.03931 | 0.03931 | 0.03931 | 0.03931 | 0.03931 | 0.062897 | 0.03931
2022-01-03 12:00 | 0.062897 | 0.03931 | 0.03931 | 0.062897 | 0.03931 | 0.03931 | 0.062897 | 0.03931 | 0.03931 | 0.03931 | 0.03931 | 0.03931 | 0.03931 | 0.062897 | 0.03931
2022-01-04 | 0.062897 | 0.03931 | 0.03931 | 0.062897 | 0.03931 | 0.03931 | 0.062897 | 0.03931 | 0.03931 | 0.03931 | 0.03931 | 0.03931 | 0.03931 | 0.062897 | 0.03931
2022-01-04 12:00 | 0.062897 | 0.03931 | 0.03931 | 0.062897 | 0.03931 | 0.03931 | 0.062897 | 0.03931 | 0.03931 | 0.03931 | 0.03931 | 0.03931 | 0.03931 | 0.062897 | 0.03931
2022-01-05 | 0.062897 | 0.03931 | 0.03931 | 0.062897 | 0.03931 | 0.03931 | 0.062897 | 0.03931 | 0.03931 | 0.03931 | 0.03931 | 0.03931 | 0.03931 | 0.062897 | 0.03931
2022-01-05 12:00 | 0.062897 | 0.03931 | 0.03931 | 0.062897 | 0.03931 | 0.03931 | 0.062897 | 0.03931 | 0.03931 | 0.03931 | 0.03931 | 0.03931 | 0.03931 | 0.062897 | 0.03931
2022-01-06 | 0.062897 | 0.03931 | 0.03931 | 0.062897 | 0.03931 | 0.03931 | 0.062897 | 0.03931 | 0.03931 | 0.03931 | 0.03931 | 0.03931 | 0.03931 | 0.062897 | 0.03931
2022-01-06 12:00 | 0.062897 | 0.03931 | 0.03931 | 0.062897 | 0.03931 | 0.03931 | 0.062897 | 0.03931 | 0.03931 | 0.03931 | 0.03931 | 0.03931 | 0.03931 | 0.062897 | 0.03931
2022-01-07 | 0.062897 | 0.03931 | 0.03931 | 0.062897 | 0.03931 | 0.03931 | 0.062897 | 0.03931 | 0.03931 | 0.03931 | 0.03931 | 0.03931 | 0.03931 | 0.062897 | 0.03931
2022-01-07 12:00 | 0.062897 | 0.03931 | 0.03931 | 0.062897 | 0.03931 | 0.03931 | 0.062897 | 0.03931 | 0.03931 | 0.03931 | 0.03931 | 0.03931 | 0.03931 | 0.062897 | 0.03931
2022-01-08 | 0.062897 | 0.03931 | 0.03931 | 0.062897 | 0.03931 | 0.03931 | 0.062897 | 0.03931 | 0.03931 | 0.03931 | 0.03931 | 0.03931 | 0.03931 | 0.062897 | 0.03931
2022-01-08 12:00 | 0.062897 | 0.03931 | 0.03931 | 0.062897 | 0.03931 | 0.03931 | 0.062897 | 0.03931 | 0.03931 | 0.03931 | 0.03931 | 0.03931 | 0.03931 | 0.062897 | 0.03931
2022-01-09 | 0.062897 | 0.03931 | 0.03931 | 0.062897 | 0.03931 | 0.03931 | 0.062897 | 0.03931 | 0.03931 | 0.03931 | 0.03931 | 0.03931 | 0.03931 | 0.062897 | 0.03931
2022-01-09 12:00 | 0.062897 | 0.03931 | 0.03931 | 0.062897 | 0.03931 | 0.03931 | 0.062897 | 0.03931 | 0.03931 | 0.03931 | 0.03931 | 0.03931 | 0.03931 | 0.062897 | 0.03931
2022-01-10 | 0.062897 | 0.03931 | 0.03931 | 0.062897 | 0.03931 | 0.03931 | 0.062897 | 0.03931 | 0.03931 | 0.03931 | 0.03931 | 0.03931 | 0.03931 | 0.062897 | 0.03931
2022-01-10 12:00 | 0.062897 | 0.03931 | 0.03931 | 0.062897 | 0.03931 | 0.03931 | 0.062897 | 0.03931 | 0.03931 | 0.03931 | 0.03931 | 0.03931 | 0.03931 | 0.062897 | 0.03931
2022-01-11 | 0.062897 | 0.03931 | 0.03931 | 0.062897 | 0.03931 | 0.03931 | 0.062897 | 0.03931 | 0.03931 | 0.03931 | 0.03931 | 0.03931 | 0.03931 | 0.062897 | 0.03931
2022-01-11 12:00 | 0.062897 | 0.03931 | 0.03931 | 0.062897 | 0.03931 | 0.03931 | 0.062897 | 0.03931 | 0.03931 | 0.03931 | 0.03931 | 0.03931 | 0.03931 | 0.062897 | 0.03931
2022-01-12 | 0.062897 | 0.03931 | 0.03931 | 0.062897 | 0.03931 | 0.03931 | 0.062897 | 0.03931 | 0.03931 | 0.03931 | 0.03931 | 0.03931 | 0.03931 | 0.062897 | 0.03931
2022-01-12 12:00 | 0.062897 | 0.03931 | 0.03931 | 0.062897 | 0.03931 | 0.03931 | 0.062897 | 0.03931 | 0.03931 | 0.03931 | 0.03931 | 0.03931 | 0.03931 | 0.062897 | 0.03931
2022-01-13 | 0.062897 | 0.03931 | 0.03931 | 0.062897 | 0.03931 | 0.03931 | 0.062897 | 0.03931 | 0.03931 | 0.03931 | 0.03931 | 0.03931 | 0.03931 | 0.062897 | 0.03931
2022-01-13 12:00 | 0.062897 | 0.03931 | 0.03931 | 0.062897 | 0.03931 | 0.03931 | 0.062897 | 0.03931 | 0.03931 | 0.03931 | 0.03931 | 0.03931 | 0.03931 | 0.062897 | 0.03931
2022-01-14 | 0.062897 | 0.03931 | 0.03931 | 0.062897 | 0.03931 | 0.03931 | 0.062897 | 0.03931 | 0.03931 | 0.03931 | 0.03931 | 0.03931 | 0.03931 | 0.062897 | 0.03931
2022-01-14 12:00 | 0.062897 | 0.03931 | 0.03931 | 0.062897 | 0.03931 | 0.03931 | 0.062897 | 0.03931 | 0.03931 | 0.03931 | 0.03931 | 0.03931 | 0.03931 | 0.062897 | 0.03931
2022-01-15 | 0.062897 | 0.03931 | 0.03931 | 0.062897 | 0.03931 | 0.03931 | 0.062897 | 0.03931 | 0.03931 | 0.03931 | 0.03931 | 0.03931 | 0.03931 | 0.062897 | 0.03931
2022-01-15 12:00 | 0.062897 | 0.03931 | 0.03931 | 0.062897 | 0.03931 | 0.03931 | 0.062897 | 0.03931 | 0.03931 | 0.03931 | 0.03931 | 0.03931 | 0.03931 | 0.062897 | 0.03931
2022-01-16 | 0.062897 | 0.03931 | 0.03931 | 0.062897 | 0.03931 | 0.03931 | 0.062897 | 0.03931 | 0.03931 | 0.03931 | 0.03931 | 0.03931 | 0.03931 | 0.062897 | 0.03931
2022-01-16 12:00 | 0.062897 | 0.03931 | 0.03931 | 0.062897 | 0.03931 | 0.03931 | 0.062897 | 0.03931 | 0.03931 | 0.03931 | 0.03931 | 0.03931 | 0.03931 | 0.062897 | 0.03931
2022-01-17 | 0.062897 | 0.03931 | 0.03931 | 0.062897 | 0.03931 | 0.03931 | 0.062897 | 0.03931 | 0.03931 | 0.03931 | 0.03931 | 0.03931 | 0.03931 | 0.062897 | 0.03931
2022-01-17 12:00 | 0.062897 | 0.03931 | 0.03931 | 0.062897 | 0.03931 | 0.03931 | 0.062897 | 0.03931 | 0.03931 | 0.03931 | 0.03931 | 0.03931 | 0.03931 | 0.062897 | 0.03931
2022-01-18 | 0.062897 | 0.03931 | 0.03931 | 0.062897 | 0.03931 | 0.03931 | 0.062897 | 0.03931 | 0.03931 | 0.03931 | 0.03931 | 0.03931 | 0.03931 | 0.062897 | 0.03931
2022-01-18 12:00 | 0.062897 | 0.03931 | 0.03931 | 0.062897 | 0.03931 | 0.03931 | 0.062897 | 0.03931 | 0.03931 | 0.03931 | 0.03931 | 0.03931 | 0.03931 | 0.062897 | 0.03931
2022-01-19 | 0.062897 | 0.03931 | 0.03931 | 0.062897 | 0.03931 | 0.03931 | 0.062897 | 0.03931 | 0.03931 | 0.03931 | 0.03931 | 0.03931 | 0.03931 | 0.062897 | 0.03931
2022-01-19 12:00 | 0.062897 | 0.03931 | 0.03931 | 0.062897 | 0.03931 | 0.03931 | 0.062897 | 0.03931 | 0.03931 | 0.03931 | 0.03931 | 0.03931 | 0.03931 | 0.062897 | 0.03931
2022-01-20 | 0.062897 | 0.03931 | 0.03931 | 0.062897 | 0.03931 | 0.03931 | 0.062897 | 0.03931 | 0.03931 | 0.03931 | 0.03931 | 0.03931 | 0.03931 | 0.062897 | 0.03931
2022-01-20 12:00 | 0.062897 | 0.03931 | 0.03931 | 0.062897 | 0.03931 | 0.03931 | 0.062897 | 0.03931 | 0.03931 | 0.03931 | 0.03931 | 0.03931 | 0.03931 | 0.062897 | 0.03931
2022-01-21 | 0.062897 | 0.03931 | 0.03931 | 0.062897 | 0.03931 | 0.03931 | 0.062897 | 0.03931 | 0.03931 | 0.03931 | 0.03931 | 0.03931 | 0.03931 | 0.062897 | 0.03931
2022-01-21 12:00 | 0.062897 | 0.03931 | 0.03931 | 0.062897 | 0.03931 | 0.03931 | 0.062897 | 0.03931 | 0.03931 | 0.03931 | 0.03931 | 0.03931 | 0.03931 | 0.062897 | 0.03931
2022-01-22 | 0.062897 | 0.03931 | 0.03931 | 0.062897 | 0.03931 | 0.03931 | 0.062897 | 0.03931 | 0.03931 | 0.03931 | 0.03931 | 0.03931 | 0.03931 | 0.062897 | 0.03931
2022-01-22 12:00 | 0.062897 | 0.03931 | 0.03931 | 0.062897 | 0.03931 | 0.03931 | 0.062897 | 0.03931 | 0.03931 | 0.03931 | 0.03931 | 0.03931 | 0.03931 | 0.062897 | 0.03931
2022-01-23 | 0.062897 | 0.03931 | 0.03931 | 0.062897 | 0.03931 | 0.03931 | 0.062897 | 0.03931 | 0.03931 | 0.03931 | 0.03931 | 0.03931 | 0.03931 | 0.062897 | 0.03931
2022-01-23 12:00 | 0.062897 | 0.03931 | 0.03931 | 0.062897 | 0.03931 | 0.03931 | 0.062897 | 0.03931 | 0.03931 | 0.03931 | 0.03931 | 0.03931 | 0.03931 | 0.062897 | 0.03931
2022-01-24 | 0.062897 | 0.03931 | 0.03931 | 0.062897 | 0.03931 | 0.03931 | 0.062897 | 0.03931 | 0.03931 | 0.03931 | 0.03931 | 0.03931 | 0.03931 | 0.062897 | 0.03931
2022-01-24 12:00 | 0.062897 | 0.03931 | 0.03931 | 0.062897 | 0.03931 | 0.03931 | 0.062897 | 0.03931 | 0.03931 | 0.03931 | 0.03931 | 0.03931 | 0.03931 | 0.062897 | 0.03931
2022-01-25 | 0.062897 | 0.03931 | 0.03931 | 0.062897 | 0.03931 | 0.03931 | 0.062897 | 0.03931 | 0.03931 | 0.03931 | 0.03931 | 0.03931 | 0.03931 | 0.062897 | 0.03931
2022-01-25 12:00 | 0.062897 | 0.03931 | 0.03931 | 0.062897 | 0.03931 | 0.03931 | 0.062897 | 0.03931 | 0.03931 | 0.03931 | 0.03931 | 0.03931 | 0.03931 | 0.062897 | 0.03931
2022-01-26 | 0.062897 | 0.03931 | 0.03931 | 0.062897 | 0.03931 | 0.03931 | 0.062897 | 0.03931 | 0.03931 | 0.03931 | 0.03931 | 0.03931 | 0.03931 | 0.062897 | 0.03931
2022-01-26 12:00 | 0.062897 | 0.03931 | 0.03931 | 0.062897 | 0.03931 | 0.03931 | 0.062897 | 0.03931 | 0.03931 | 0.03931 | 0.03931 | 0.03931 | 0.03931 | 0.062897 | 0.03931
2022-01-27 | 0.062897 | 0.03931 | 0.03931 | 0.062897 | 0.03931 | 0.03931 | 0.062897 | 0.03931 | 0.03931 | 0.03931 | 0.03931 | 0.03931 | 0.03931 | 0.062897 | 0.03931
2022-01-27 12:00 | 0.062897 | 0.03931 | 0.03931 | 0.062897 | 0.03931 | 0.03931 | 0.062897 | 0.03931 | 0.03931 | 0.03931 | 0.03931 | 0.03931 | 0.03931 | 0.062897 | 0.03931
2022-01-28 | 0.062897 | 0.03931 | 0.03931 | 0.062897 | 0.03931 | 0.03931 | 0.062897 | 0.03931 | 0.03931 | 0.03931 | 0.03931 | 0.03931 | 0.03931 | 0.062897 | 0.03931
2022-01-28 12:00 | 0.062897 | 0.03931 | 0.03931 | 0.062897 | 0.03931 | 0.03931 | 0.062897 | 0.03931 | 0.03931 | 0.03931 | 0.03931 | 0.03931 | 0.03931 | 0.062897 | 0.03931
2022-01-29 | 0.062897 | 0.03931 | 0.03931 | 0.062897 | 0.03931 | 0.03931 | 0.062897 | 0.03931 | 0.03931 | 0.03931 | 0.03931 | 0.03931 | 0.03931 | 0.062897 | 0.03931
2022-01-29 12:00 | 0.062897 | 0.03931 | 0.03931 | 0.062897 | 0.03931 | 0.03931 | 0.062897 | 0.03931 | 0.03931 | 0.03931 | 0.03931 | 0.03931 | 0.03931 | 0.062897 | 0.03931
2022-01-30 | 0.062897 | 0.03931 | 0.03931 | 0.062897 | 0.03931 | 0.03931 | 0.062897 | 0.03931 | 0.03931 | 0.03931 | 0.03931 | 0.03931 | 0.03931 | 0.062897 | 0.03931
2022-01-30 12:00 | 0.062897 | 0.03931 | 0.03931 | 0.062897 | 0.03931 | 0.03931 | 0.062897 | 0.03931 | 0.03931 | 0.03931 | 0.03931 | 0.03931 | 0.03931 | 0.062897 | 0.03931
2022-01-31 | 0.062897 | 0.03931 | 0.03931 | 0.062897 | 0.03931 | 0.03931 | 0.062897 | 0.03931 | 0.03931 | 0.03931 | 0.03931 | 0.03931 | 0.03931 | 0.062897 | 0.03931
2022-01-31 12:00 | 0.062897 | 0.03931 | 0.03931 | 0.062897 | 0.03931 | 0.03931 | 0.062897 | 0.03931 | 0.03931 | 0.03931 | 0.03931 | 0.03931 | 0.03931 | 0.062897 | 0.03931
2022-02-01 | 0.062897 | 0.03931 | 0.03931 | 0.062897 | 0.03931 | 0.03931 | 0.062897 | 0.03931 | 0.03931 | 0.03931 | 0.03931 | 0.03931 | 0.03931 | 0.062897 | 0.03931
2022-02-01 12:00 | 0.062897 | 0.03931 | 0.03931 | 0.062897 | 0.03931 | 0.03931 | 0.062897 | 0.03931 | 0.03931 | 0.03931 | 0.03931 | 0.03931 | 0.03931 | 0.062897 | 0.03931
2022-02-02 | 0.062897 | 0.03931 | 0.03931 | 0.062897 | 0.03931 | 0.03931 | 0.062897 | 0.03931 | 0.03931 | 0.03931 | 0.03931 | 0.03931 | 0.03931 | 0.062897 | 0.03931
2022-02-02 12:00 | 0.062897 | 0.03931 | 0.03931 | 0.062897 | 0.03931 | 0.03931 | 0.062897 | 0.03931 | 0.03931 | 0.03931 | 0.03931 | 0.03931 | 0.03931 | 0.062897 | 0.03931
2022-02-03 | 0.062897 | 0.03931 | 0.03931 | 0.062897 | 0.03931 | 0.03931 | 0.062897 | 0.03931 | 0.03931 | 0.03931 | 0.03931 | 0.03931 | 0.03931 | 0.062897 | 0.03931
2022-02-03 12:00 | 0.062897 | 0.03931 | 0.03931 | 0.062897 | 0.03931 | 0.03931 | 0.062897 | 0.03931 | 0.03931 | 0.03931 | 0.03931 | 0.03931 | 0.03931 | 0.062897 | 0.03931
2022-02-04 | 0.062897 | 0.03931 | 0.03931 | 0.062897 | 0.03931 | 0.03931 | 0.062897 | 0.03931 | 0.03931 | 0.03931 | 0.03931 | 0.03931 | 0.03931 | 0.062897 | 0.03931
2022-02-04 12:00 | 0.062897 | 0.03931 | 0.03931 | 0.062897 | 0.03931 | 0.03931 | 0.062897 | 0.03931 | 0.03931 | 0.03931 | 0.03931 | 0.03931 | 0.03931 | 0.062897 | 0.03931
2022-02-05 | 0.062897 | 0.03931 | 0.03931 | 0.062897 | 0.03931 | 0.03931 | 0.062897 | 0.03931 | 0.03931 | 0.03931 | 0.03931 | 0.03931 | 0.03931 | 0.062897 | 0.03931
2022-02-05 12:00 | 0.062897 | 0.03931 | 0.03931 | 0.062897 | 0.03931 | 0.03931 | 0.062897 | 0.03931 | 0.03931 | 0.03931 | 0.03931 | 0.03931 | 0.03931 | 0.062897 | 0.03931
2022-02-06 | 0.062897 | 0.03931 | 0.03931 | 0.062897 | 0.03931 | 0.03931 | 0.062897 | 0.03931 | 0.03931 | 0.03931 | 0.03931 | 0.03931 | 0.03931 | 0.062897 | 0.03931
2022-02-06 12:00 | 0.062897 | 0.03931 | 0.03931 | 0.062897 | 0.03931 | 0.03931 | 0.062897 | 0.03931 | 0.03931 | 0.03931 | 0.03931 | 0.03931 | 0.03931 | 0.062897 | 0.03931
2022-02-07 | 0.062897 | 0.03931 | 0.03931 | 0.062897 | 0.03931 | 0.03931 | 0.062897 | 0.03931 | 0.03931 | 0.03931 | 0.03931 | 0.03931 | 0.03931 | 0.062897 | 0.03931
2022-02-07 12:00 | 0.062897 | 0.03931 | 0.03931 | 0.062897 | 0.03931 | 0.03931 | 0.062897 | 0.03931 | 0.03931 | 0.03931 | 0.03931 | 0.03931 | 0.03931 | 0.062897 | 0.03931
2022-02-08 | 0.062897 | 0.03931 | 0.03931 | 0.062897 | 0.03931 | 0.03931 | 0.062897 | 0.03931 | 0.03931 | 0.03931 | 0.03931 | 0.03931 | 0.03931 | 0.062897 | 0.03931
2022-02-08 12:00 | 0.062897 | 0.03931 | 0.03931 | 0.062897 | 0.03931 | 0.03931 | 0.062897 | 0.03931 | 0.03931 | 0.03931 | 0.03931 | 0.03931 | 0.03931 | 0.062897 | 0.03931
2022-02-09 | 0.062897 | 0.03931 | 0.03931 | 0.062897 | 0.03931 | 0.03931 | 0.062897 | 0.03931 | 0.03931 | 0.03931 | 0.03931 | 0.03931 | 0.03931 | 0.062897 | 0.03931
2022-02-09 12:00 | 0.062897 | 0.03931 | 0.03931 | 0.062897 | 0.03931 | 0.03931 | 0.062897 | 0.03931 | 0.03931 | 0.03931 | 0.03931 | 0.03931 | 0.03931 | 0.062897 | 0.03931
2022-02-10 | 0.062897 | 0.03931 | 0.03931 | 0.062897 | 0.03931 | 0.03931 | 0.062897 | 0.03931 | 0.03931 | 0.03931 | 0.03931 | 0.03931 | 0.03931 | 0.062897 | 0.03931
2022-02-10 12:00 | 0.062897 | 0.03931 | 0.03931 | 0.062897 | 0.03931 | 0.03931 | 0.062897 | 0.03931 | 0.03931 | 0.03931 | 0.03931 | 0.03931 | 0.03931 | 0.062897 | 0.03931
2022-02-11 | 0.062897 | 0.03931 | 0.03931 | 0.062897 | 0.03931 | 0.03931 | 0.062897 | 0.03931 | 0.03931 | 0.03931 | 0.03931 | 0.03931 | 0.03931 | 0.062897 | 0.03931
2022-02-11 12:00 | 0.062897 | 0.03931 | 0.03931 | 0.062897 | 0.03931 | 0.03931 | 0.062897 | 0.03931 | 0.03931 | 0.03931 | 0.03931 | 0.03931 | 0.03931 | 0.062897 | 0.03931
2022-02-12 | 0.062897 | 0.03931 | 0.03931 | 0.062897 | 0.03931 | 0.03931 | 0.062897 | 0.03931 | 0.03931 | 0.03931 | 0.03931 | 0.03931 | 0.03931 | 0.062897 | 0.03931
2022-02-12 12:00 | 0.062897 | 0.03931 | 0.03931 | 0.062897 | 0.03931 | 0.03931 | 0.062897 | 0.03931 | 0.03931 | 0.03931 | 0.03931 | 0.03931 | 0.03931 | 0.062897 | 0.03931
2022-02-13 | 0.062897 | 0.03931 | 0.03931 | 0.062897 | 0.03931 | 0.03931 | 0.062897 | 0.03931 | 0.03931 | 0.03931 | 0.03931 | 0.03931 | 0.03931 | 0.062897 | 0.03931
2022-02-13 12:00 | 0.062897 | 0.03931 | 0.03931 | 0.062897 | 0.03931 | 0.03931 | 0.062897 | 0.03931 | 0.03931 | 0.03931 | 0.03931 | 0.03931 | 0.03931 | 0.062897 | 0.03931
2022-02-14 | 0.062897 | 0.03931 | 0.03931 | 0.062897 | 0.03931 | 0.03931 | 0.062897 | 0.03931 | 0.03931 | 0.03931 | 0.03931 | 0.03931 | 0.03931 | 0.062897 | 0.03931
2022-02-14 12:00 | 0.062897 | 0.03931 | 0.03931 | 0.062897 | 0.03931 | 0.03931 | 0.062897 | 0.03931 | 0.03931 | 0.03931 | 0.03931 | 0.03931 | 0.03931 | 0.062897 | 0.03931
2022-02-15 | 0.062897 | 0.03931 | 0.03931 | 0.062897 | 0.03931 | 0.03931 | 0.062897 | 0.03931 | 0.03931 | 0.03931 | 0.03931 | 0.03931 | 0.03931 | 0.062897 | 0.03931
2022-02-15 12:00 | 0.062897 | 0.03931 | 0.03931 | 0.062897 | 0.03931 | 0.03931 | 0.062897 | 0.03931 | 0.03931 | 0.03931 | 0.03931 | 0.03931 | 0.03931 | 0.062897 | 0.03931
2022-02-16 | 0.062897 | 0.03931 | 0.03931 | 0.062897 | 0.03931 | 0.03931 | 0.062897 | 0.03931 | 0.03931 | 0.03931 | 0.03931 | 0.03931 | 0.03931 | 0.062897 | 0.03931
2022-02-16 12:00 | 0.062897 | 0.03931 | 0.03931 | 0.062897 | 0.03931 | 0.03931 | 0.062897 | 0.03931 | 0.03931 | 0.03931 | 0.03931 | 0.03931 | 0.03931 | 0.062897 | 0.03931
2022-02-17 | 0.062897 | 0.03931 | 0.03931 | 0.062897 | 0.03931 | 0.03931 | 0.062897 | 0.03931 | 0.03931 | 0.03931 | 0.03931 | 0.03931 | 0.03931 | 0.062897 | 0.03931
2022-02-17 12:00 | 0.062897 | 0.03931 | 0.03931 | 0.062897 | 0.03931 | 0.03931 | 0.062897 | 0.03931 | 0.03931 | 0.03931 | 0.03931 | 0.03931 | 0.03931 | 0.062897 | 0.03931
2022-02-18 | 0.062897 | 0.03931 | 0.03931 | 0.062897 | 0.03931 | 0.03931 | 0.062897 | 0.03931 | 0.03931 | 0.03931 | 0.03931 | 0.03931 | 0.03931 | 0.062897 | 0.03931
2022-02-18 12:00 | 0.062897 | 0.03931 | 0.03931 | 0.062897 | 0.03931 | 0.03931 | 0.062897 | 0.03931 | 0.03931 | 0.03931 | 0.03931 | 0.03931 | 0.03931 | 0.062897 | 0.03931
2022-02-19 | 0.062897 | 0.03931 | 0.03931 | 0.062897 | 0.03931 | 0.03931 | 0.062897 | 0.03931 | 0.03931 | 0.03931 | 0.03931 | 0.03931 | 0.03931 | 0.062897 | 0.03931
2022-02-19 12:00 | 0.062897 | 0.03931 | 0.03931 | 0.062897 | 0.03931 | 0.03931 | 0.062897 | 0.03931 | 0.03931 | 0.03931 | 0.03931 | 0.03931 | 0.03931 | 0.062897 | 0.03931
2022-02-20 | 0.062897 | 0.03931 | 0.03931 | 0.062897 | 0.03931 | 0.03931 | 0.062897 | 0.03931 | 0.03931 | 0.03931 | 0.03931 | 0.03931 | 0.03931 | 0.062897 | 0.03931
2022-02-20 12:00 | 0.062897 | 0.03931 | 0.03931 | 0.062897 | 0.03931 | 0.03931 | 0.062897 | 0.03931 | 0.03931 | 0.03931 | 0.03931 | 0.03931 | 0.03931 | 0.062897 | 0.03931
2022-02-21 | 0.062897 | 0.03931 | 0.03931 | 0.062897 | 0.03931 | 0.03931 | 0.062897 | 0.03931 | 0.03931 | 0.03931 | 0.03931 | 0.03931 | 0.03931 | 0.062897 | 0.03931
2022-02-21 12:00 | 0.062897 | 0.03931 | 0.03931 | 0.062897 | 0.03931 | 0.03931 | 0.062897 | 0.03931 | 0.03931 | 0.03931 | 0.03931 | 0.03931 | 0.03931 | 0.062897 | 0.03931
2022-02-22 | 0.062897 | 0.03931 | 0.03931 | 0.062897 | 0.03931 | 0.03931 | 0.062897 | 0.03931 | 0.03931 | 0.03931 | 0.03931 | 0.03931 | 0.03931 | 0.062897 | 0.03931
2022-02-22 12:00 | 0.062897 | 0.03931 | 0.03931 | 0.062897 | 0.03931 | 0.03931 | 0.062897 | 0.03931 | 0.03931 | 0.03931 | 0.03931 | 0.03931 | 0.03931 | 0.062897 | 0.03931
2022-02-23 | 0.062897 | 0.03931 | 0.03931 | 0.062897 | 0.03931 | 0.03931 | 0.062897 | 0.03931 | 0.03931 | 0.03931 | 0.03931 | 0.03931 | 0.03931 | 0.062897 | 0.03931
2022-02-23 12:00 | 0.062897 | 0.03931 | 0.03931 | 0.062897 | 0.03931 | 0.03931 | 0.062897 | 0.03931 | 0.03931 | 0.03931 | 0.03931 | 0.03931 | 0.03931 | 0.062897 | 0.03931
2022-02-24 | 0.062897 | 0.03931 | 0.03931 | 0.062897 | 0.03931 | 0.03931 | 0.062897 | 0.03931 | 0.03931 | 0.03931 | 0.03931 | 0.03931 | 0.03931 | 0.062897 | 0.03931
2022-02-24 12:00 | 0.062897 | 0.03931 | 0.03931 | 0.062897 | 0.03931 | 0.03931 | 0.062897 | 0.03931 | 0.03931 | 0.03931 | 0.03931 | 0.03931 | 0.03931 | 0.062897 | 0.03931
2022-02-25 | 0.062897 | 0.03931 | 0.03931 | 0.062897 | 0.03931 | 0.03931 | 0.062897 | 0.03931 | 0.03931 | 0.03931 | 0.03931 | 0.03931 | 0.03931 | 0.062897 | 0.03931
2022-02-25 12:00 | 0.062897 | 0.03931 | 0.03931 | 0.062897 | 0.03931 | 0.03931 | 0.062897 | 0.03931 | 0.03931 | 0.03931 | 0.03931 | 0.03931 | 0.03931 | 0.062897 | 0.03931
2022-02-26 | 0.062897 | 0.03931 | 0.03931 | 0.062897 | 0.03931 | 0.03931 | 0.062897 | 0.03931 | 0.03931 | 0.03931 | 0.03931 | 0.03931 | 0.03931 | 0.062897 | 0.03931
2022-02-26 12:00 | 0.062897 | 0.03931 | 0.03931 | 0.062897 | 0.03931 | 0.03931 | 0.062897 | 0.03931 | 0.03931 | 0.03931 | 0.03931 | 0.03931 | 0.03931 | 0.062897 | 0.03931
2022-02-27 | 0.062897 | 0.03931 | 0.03931 | 0.062897 | 0.03931 | 0.03931 | 0.062897 | 0.03931 | 0.03931 | 0.03931 | 0.03931 | 0.03931 | 0.03931 | 0.062897 | 0.03931
2022-02-27 12:00 | 0.062897 | 0.03931 | 0.03931 | 0.062897 | 0.03931 | 0.03931 | 0.062897 | 0.03931 | 0.03931 | 0.03931 | 0.03931 | 0.03931 | 0.03931 | 0.062897 | 0.03931
2022-02-28 | 0.062897 | 0.03931 | 0.03931 | 0.062897 | 0.03931 | 0.03931 | 0.062897 | 0.03931 | 0.03931 | 0.03931 | 0.03931 | 0.03931 | 0.03931 | 0.062897 | 0.03931
2022-02-28 12:00 | 0.062897 | 0.03931 | 0.03931 | 0.062897 | 0.03931 | 0.03931 | 0.062897 | 0.03931 | 0.03931 | 0.03931 | 0.03931 | 0.03931 | 0.03931 | 0.062897 | 0.03931
2022-03-01 | 0.062897 | 0.03931 | 0.03931 | 0.062897 | 0.03931 | 0.03931 | 0.062897 | 0.03931 | 0.03931 | 0.03931 | 0.03931 | 0.03931 | 0.03931 | 0.062897 | 0.03931
2022-03-01 12:00 | 0.062897 | 0.03931 | 0.03931 | 0.062897 | 0.03931 | 0.03931 | 0.062897 | 0.03931 | 0.03931 | 0.03931 | 0.03931 | 0.03931 | 0.03931 | 0.062897 | 0.03931
2022-03-02 | 0.062897 | 0.03931 | 0.03931 | 0.062897 | 0.03931 | 0.03931 | 0.062897 | 0.03931 | 0.03931 | 0.03931 | 0.03931 | 0.03931 | 0.03931 | 0.062897 | 0.03931
2022-03-02 12:00 | 0.062897 | 0.03931 | 0.03931 | 0.062897 | 0.03931 | 0.03931 | 0.062897 | 0.03931 | 0.03931 | 0.03931 | 0.03931 | 0.03931 | 0.03931 | 0.062897 | 0.03931
2022-03-03 | 0.062897 | 0.03931 | 0.03931 | 0.062897 | 0.03931 | 0.03931 | 0.062897 | 0.03931 | 0.03931 | 0.03931 | 0.03931 | 0.03931 | 0.03931 | 0.062897 | 0.03931
2022-03-03 12:00 | 0.062897 | 0.03931 | 0.03931 | 0.062897 | 0.03931 | 0.03931 | 0.062897 | 0.03931 | 0.03931 | 0.03931 | 0.03931 | 0.03931 | 0.03931 | 0.062897 | 0.03931
2022-03-04 | 0.062897 | 0.03931 | 0.03931 | 0.062897 | 0.03931 | 0.03931 | 0.062897 | 0.03931 | 0.03931 | 0.03931 | 0.03931 | 0.03931 | 0.03931 | 0.062897 | 0.03931
2022-03-04 12:00 | 0.062897 | 0.03931 | 0.03931 | 0.062897 | 0.03931 | 0.03931 | 0.062897 | 0.03931 | 0.03931 | 0.03931 | 0.03931 | 0.03931 | 0.03931 | 0.062897 | 0.03931
2022-03-05 | 0.062897 | 0.03931 | 0.03931 | 0.062897 | 0.03931 | 0.03931 | 0.062897 | 0.03931 | 0.03931 | 0.03931 | 0.03931 | 0.03931 | 0.03931 | 0.062897 | 0.03931
2022-03-05 12:00 | 0.062897 | 0.03931 | 0.03931 | 0.062897 | 0.03931 | 0.03931 | 0.062897 | 0.03931 | 0.03931 | 0.03931 | 0.03931 | 0.03931 | 0.03931 | 0.062897 | 0.03931
2022-03-06 | 0.062897 | 0.03931 | 0.03931 | 0.062897 | 0.03931 | 0.03931 | 0.062897 | 0.03931 | 0.03931 | 0.03931 | 0.03931 | 0.03931 | 0.03931 | 0.062897 | 0.03931
2022-03-06 12:00 | 0.062897 | 0.03931 | 0.03931 | 0.062897 | 0.03931 | 0.03931 | 0.062897 | 0.03931 | 0.03931 | 0.03931 | 0.03931 | 0.03931 | 0.03931 | 0.062897 | 0.03931
2022-03-07 | 0.062897 | 0.03931 | 0.03931 | 0.062897 | 0.03931 | 0.03931 | 0.062897 | 0.03931 | 0.03931 | 0.03931 | 0.03931 | 0.03931 | 0.03931 | 0.062897 | 0.03931
2022-03-07 12:00 | 0.062897 | 0.03931 | 0.03931 | 0.062897 | 0.03931 | 0.03931 | 0.062897 | 0.03931 | 0.03931 | 0.03931 | 0.03931 | 0.03931 | 0.03931 | 0.062897 | 0.03931
2022-03-08 | 0.062897 | 0.03931 | 0.03931 | 0.062897 | 0.03931 | 0.03931 | 0.062897 | 0.03931 | 0.03931 | 0.03931 | 0.03931 | 0.03931 | 0.03931 | 0.062897 | 0.03931
2022-03-08 12:00 | 0.062897 | 0.03931 | 0.03931 | 0.062897 | 0.03931 | 0.03931 | 0.062897 | 0.03931 | 0.03931 | 0.03931 | 0.03931 | 0.03931 | 0.03931 | 0.062897 | 0.03931
2022-03-09 | 0.062897 | 0.03931 | 0.03931 | 0.062897 | 0.03931 | 0.03931 | 0.062897 | 0.03931 | 0.03931 | 0.03931 | 0.03931 | 0.03931 | 0.03931 | 0.062897 | 0.03931
2022-03-09 12:00 | 0.062897 | 0.03931 | 0.03931 | 0.062897 | 0.03931 | 0.03931 | 0.062897 | 0.03931 | 0.03931 | 0.03931 | 0.03931 | 0.03931 | 0.03931 | 0.062897 | 0.03931
2022-03-10 | 0.062897 | 0.03931 | 0.03931 | 0.062897 | 0.03931 | 0.03931 | 0.062897 | 0.03931 | 0.03931 | 0.03931 | 0.03931 | 0.03931 | 0.03931 | 0.062897 | 0.03931
2022-03-10 12:00 | 0.062897 | 0.03931 | 0.03931 | 0.062897 | 0.03931 | 0.03931 | 0.062897 | 0.03931 | 0.03931 | 0.03931 | 0.03931 | 0.03931 | 0.03931 | 0.062897 | 0.03931
2022-03-11 | 0.062897 | 0.03931 | 0.03931 | 0.062897 | 0.03931 | 0.03931 | 0.062897 | 0.03931 | 0.03931 | 0.03931 | 0.03931 | 0.03931 | 0.03931 | 0.062897 | 0.03931
2022-03-11 12:00 | 0.062897 | 0.03931 | 0.03931 | 0.062897 | 0.03931 | 0.03931 | 0.062897 | 0.03931 | 0.03931 | 0.03931 | 0.03931 | 0.03931 | 0.03931 | 0.062897 | 0.03931
2022-03-12 | 0.062897 | 0.03931 | 0.03931 | 0.062897 | 0.03931 | 0.03931 | 0.062897 | 0.03931 | 0.03931 | 0.03931 | 0.03931 | 0.03931 | 0.03931 | 0.062897 | 0.03931
2022-03-12 12:00 | 0.062897 | 0.03931 | 0.03931 | 0.062897 | 0.03931 | 0.03931 | 0.062897 | 0.03931 | 0.03931 | 0.03931 | 0.03931 | 0.03931 | 0.03931 | 0.062897 | 0.03931
2022-03-13 | 0.062897 | 0.03931 | 0.03931 | 0.062897 | 0.03931 | 0.03931 | 0.062897 | 0.03931 | 0.03931 | 0.03931 | 0.03931 | 0.03931 | 0.03931 | 0.062897 | 0.03931
2022-03-13 12:00 | 0.062897 | 0.03931 | 0.03931 | 0.062897 | 0.03931 | 0.03931 | 0.062897 | 0.03931 | 0.03931 | 0.03931 | 0.03931 | 0.03931 | 0.03931 | 0.062897 | 0.03931
2022-03-14 | 0.062897 | 0.03931 | 0.03931 | 0.062897 | 0.03931 | 0.03931 | 0.062897 | 0.03931 | 0.03931 | 0.03931 | 0.03931 | 0.03931 | 0.03931 | 0.062897 | 0.03931
2022-03-14 12:00 | 0.062897 | 0.03931 | 0.03931 | 0.062897 | 0.03931 | 0.03931 | 0.062897 | 0.03931 | 0.03931 | 0.03931 | 0.03931 | 0.03931 | 0.03931 | 0.062897 | 0.03931
2022-03-15 | 0.062897 | 0.03931 | 0.03931 | 0.062897 | 0.03931 | 0.03931 | 0.062897 | 0.03931 | 0.03931 | 0.03931 | 0.03931 | 0.03931 | 0.03931 | 0.062897 | 0.03931
2022-03-15 12:00 | 0.062897 | 0.03931 | 0.03931 | 0.062897 | 0.03931 | 0.03931 | 0.062897 | 0.03931 | 0.03931 | 0.03931 | 0.03931 | 0.03931 | 0.03931 | 0.062897 | 0.03931
2022-03-16 | 0.062897 | 0.03931 | 0.03931 | 0.062897 | 0.03931 | 0.03931 | 0.062897 | 0.03931 | 0.03931 | 0.03931 | 0.03931 | 0.03931 | 0.03931 | 0.062897 | 0.03931
2022-03-16 12:00 | 0.062897 | 0.03931 | 0.03931 | 0.062897 | 0.03931 | 0.03931 | 0.062897 | 0.03931 | 0.03931 | 0.03931 | 0.03931 | 0.03931 | 0.03931 | 0.062897 | 0.03931
2022-03-17 | 0.062897 | 0.03931 | 0.03931 | 0.062897 | 0.03931 | 0.03931 | 0.062897 | 0.03931 | 0.03931 | 0.03931 | 0.03931 | 0.03931 | 0.03931 | 0.062897 | 0.03931
2022-03-17 12:00 | 0.062897 | 0.03931 | 0.03931 | 0.062897 | 0.03931 | 0.03931 | 0.062897 | 0.03931 | 0.03931 | 0.03931 | 0.03931 | 0.03931 | 0.03931 | 0.062897 | 0.03931
2022-03-18 | 0.062897 | 0.03931 | 0.03931 | 0.062897 | 0.03931 | 0.03931 | 0.062897 | 0.03931 | 0.03931 | 0.03931 | 0.03931 | 0.03931 | 0.03931 | 0.062897 | 0.03931
2022-03-18 12:00 | 0.062897 | 0.03931 | 0.03931 | 0.062897 | 0.03931 | 0.03931 | 0.062897 | 0.03931 | 0.03931 | 0.03931 | 0.03931 | 0.03931 | 0.03931 | 0.062897 | 0.03931
2022-03-19 | 0.062897 | 0.03931 | 0.03931 | 0.062897 | 0.03931 | 0.03931 | 0.062897 | 0.03931 | 0.03931 | 0.03931 | 0.03931 | 0.03931 | 0.03931 | 0.062897 | 0.03931
2022-03-19 12:00 | 0.062897 | 0.03931 | 0.03931 | 0.062897 | 0.03931 | 0.03931 | 0.062897 | 0.03931 | 0.03931 | 0.03931 | 0.03931 | 0.03931 | 0.03931 | 0.062897 | 0.03931
2022-03-20 | 0.062897 | 0.03931 | 0.03931 | 0.062897 | 0.03931 | 0.03931 | 0.062897 | 0.03931 | 0.03931 | 0.03931 | 0.03931 | 0.03931 | 0.03931 | 0.062897 | 0.03931
2022-03-20 12:00 | 0.062897 | 0.03931 | 0.03931 | 0.062897 | 0.03931 | 0.03931 | 0.062897 | 0.03931 | 0.03931 | 0.03931 | 0.03931 | 0.03931 | 0.03931 | 0.062897 | 0.03931
2022-03-21 | 0.062897 | 0.03931 | 0.03931 | 0.062897 | 0.03931 | 0.03931 | 0.062897 | 0.03931 | 0.03931 | 0.03931 | 0.03931 | 0.03931 | 0.03931 | 0.062897 | 0.03931
2022-03-21 12:00 | 0.062897 | 0.03931 | 0.03931 | 0.062897 | 0.03931 | 0.03931 | 0.062897 | 0.03931 | 0.03931 | 0.03931 | 0.03931 | 0.03931 | 0.03931 | 0.062897 | 0.03931
2022-03-22 | 0.062897 | 0.03931 | 0.03931 | 0.062897 | 0.03931 | 0.03931 | 0.062897 | 0.03931 | 0.03931 | 0.03931 | 0.03931 | 0.03931 | 0.03931 | 0.062897 | 0.03931
2022-03-22 12:00 | 0.062897 | 0.03931 | 0.03931 | 0.062897 | 0.03931 | 0.03931 | 0.062897 | 0.03931 | 0.03931 | 0.03931 | 0.03931 | 0.03931 | 0.03931 | 0.062897 | 0.03931
2022-03-23 | 0.062897 | 0.03931 | 0.03931 | 0.062897 | 0.03931 | 0.03931 | 0.062897 | 0.03931 | 0.03931 | 0.03931 | 0.03931 | 0.03931 | 0.03931 | 0.062897 | 0.03931
2022-03-23 12:00 | 0.062897 | 0.03931 | 0.03931 | 0.062897 | 0.03931 | 0.03931 | 0.062897 | 0.03931 | 0.03931 | 0.03931 | 0.03931 | 0.03931 | 0.03931 | 0.062897 | 0.03931
2022-03-24 | 0.062897 | 0.03931 | 0.03931 | 0.062897 | 0.03931 | 0.03931 | 0.062897 | 0.03931 | 0.03931 | 0.03931 | 0.03931 | 0.03931 | 0.03931 | 0.062897 | 0.03931
2022-03-24 12:00 | 0.062897 | 0.03931 | 0.03931 | 0.062897 | 0.03931 | 0.03931 | 0.062897 | 0.03931 | 0.03931 | 0.03931 | 0.03931 | 0.03931 | 0.03931 | 0.062897 | 0.03931
2022-03-25 | 0.062897 | 0.03931 | 0.03931 | 0.062897 | 0.03931 | 0.03931 | 0.062897 | 0.03931 | 0.03931 | 0.03931 | 0.03931 | 0.03931 | 0.03931 | 0.062897 | 0.03931
2022-03-25 12:00 | 0.062897 | 0.03931 | 0.03931 | 0.062897 | 0.03931 | 0.03931 | 0.062897 | 0.03931 | 0.03931 | 0.03931 | 0.03931 | 0.03931 | 0.03931 | 0.062897 | 0.03931
2022-03-26 | 0.062897 | 0.03931 | 0.03931 | 0.062897 | 0.03931 | 0.03931 | 0.062897 | 0.03931 | 0.03931 | 0.03931 | 0.03931 | 0.03931 | 0.03931 | 0.062897 | 0.03931
2022-03-26 12:00 | 0.062897 | 0.03931 | 0.03931 | 0.062897 | 0.03931 | 0.03931 | 0.062897 | 0.03931 | 0.03931 | 0.03931 | 0.03931 | 0.03931 | 0.03931 | 0.062897 | 0.03931
2022-03-27 | 0.062897 | 0.03931 | 0.03931 | 0.062897 | 0.03931 | 0.03931 | 0.062897 | 0.03931 | 0.03931 | 0.03931 | 0.03931 | 0.03931 | 0.03931 | 0.062897 | 0.03931
2022-03-27 12:00 | 0.062897 | 0.03931 | 0.03931 | 0.062897 | 0.03931 | 0.03931 | 0.062897 | 0.03931 | 0.03931 | 0.03931 | 0.03931 | 0.03931 | 0.03931 | 0.062897 | 0.03931
2022-03-28 | 0.062897 | 0.03931 | 0.03931 | 0.062897 | 0.03931 | 0.03931 | 0.062897 | 0.03931 | 0.03931 | 0.03931 | 0.03931 | 0.03931 | 0.03931 | 0.062897 | 0.03931
2022-03-28 12:00 | 0.062897 | 0.03931 | 0.03931 | 0.062897 | 0.03931 | 0.03931 | 0.062897 | 0.03931 | 0.03931 | 0.03931 | 0.03931 | 0.03931 | 0.03931 | 0.062897 | 0.03931
2022-03-29 | 0.062897 | 0.03931 | 0.03931 | 0.062897 | 0.03931 | 0.03931 | 0.062897 | 0.03931 | 0.03931 | 0.03931 | 0.03931 | 0.03931 | 0.03931 | 0.062897 | 0.03931
2022-03-29 12:00 | 0.062897 | 0.03931 | 0.03931 | 0.062897 | 0.03931 | 0.03931 | 0.062897 | 0.03931 | 0.03931 | 0.03931 | 0.03931 | 0.03931 | 0.03931 | 0.062897 | 0.03931
2022-03-30 | 0.062897 | 0.03931 | 0.03931 | 0.062897 | 0.03931 | 0.03931 | 0.062897 | 0.03931 | 0.03931 | 0.03931 | 0.03931 | 0.03931 | 0.03931 | 0.062897 | 0.03931
2022-03-30 12:00 | 0.062897 | 0.03931 | 0.03931 | 0.062897 | 0.03931 | 0.03931 | 0.062897 | 0.03931 | 0.03931 | 0.03931 | 0.03931 | 0.03931 | 0.03931 | 0.062897 | 0.03931
2022-03-31 | 0.062897 | 0.03931 | 0.03931 | 0.062897 | 0.03931 | 0.03931 | 0.062897 | 0.03931 | 0.03931 | 0.03931 | 0.03931 | 0.03931 | 0.03931 | 0.062897 | 0.03931
2022-03-31 12:00 | 0.062897 | 0.03931 | 0.03931 | 0.062897 | 0.03931 | 0.03931 | 0.062897 | 0.03931 | 0.03931 | 0.03931 | 0.03931 | 0.03931 | 0.03931 | 0.062897 | 0.03931
2022-04-01 | 0.062897 | 0.03931 | 0.03931 | 0.062897 | 0.03931 | 0.03931 | 0.062897 | 0.03931 | 0.03931 | 0.03931 | 0.03931 | 0.03931 | 0.03931 | 0.062897 | 0.03931
2022-04-01 12:00 | 0.062897 | 0.03931 | 0.03931 | 0.062897 | 0.03931 | 0.03931 | 0.062897 | 0.03931 | 0.03931 | 0.03931 | 0.03931 | 0.03931 | 0.03931 | 0.062897 | 0.03931
2022-04-02 | 0.062897 | 0.03931 | 0.03931 | 0.062897 | 0.03931 | 0.03931 | 0.062897 | 0.03931 | 0.03931 | 0.03931 | 0.03931 | 0.03931 | 0.03931 | 0.062897 | 0.03931
2022-04-02 12:00 | 0.062897 | 0.03931 | 0.03931 | 0.062897 | 0.03931 | 0.03931 | 0.062897 | 0.03931 | 0.03931 | 0.03931 | 0.03931 | 0.03931 | 0.03931 | 0.062897 | 0.03931
2022-04-03 | 0.062897 | 0.03931 | 0.03931 | 0.062897 | 0.03931 | 0.03931 | 0.062897 | 0.03931 | 0.03931 | 0.03931 | 0.03931 | 0.03931 | 0.03931 | 0.062897 | 0.03931
2022-04-03 12:00 | 0.062897 | 0.03931 | 0.03931 | 0.062897 | 0.03931 | 0.03931 | 0.062897 | 0.03931 | 0.03931 | 0.03931 | 0.03931 | 0.03931 | 0.03931 | 0.062897 | 0.03931
2022-04-04 | 0.062897 | 0.03931 | 0.03931 | 0.062897 | 0.03931 | 0.03931 | 0.062897 | 0.03931 | 0.03931 | 0.03931 | 0.03931 | 0.03931 | 0.03931 | 0.062897 | 0.03931
2022-04-04 12:00 | 0.062897 | 0.03931 | 0.03931 | 0.062897 | 0.03931 | 0.03931 | 0.062897 | 0.03931 | 0.03931 | 0.03931 | 0.03931 | 0.03931 | 0.03931 | 0.062897 | 0.03931
2022-04-05 | 0.062897 | 0.03931 | 0.03931 | 0.062897 | 0.03931 | 0.03931 | 0.062897 | 0.03931 | 0.03931 | 0.03931 | 0.03931 | 0.03931 | 0.03931 | 0.062897 | 0.03931
2022-04-05 12:00 | 0.062897 | 0.03931 | 0.03931 | 0.062897 | 0.03931 | 0.03931 | 0.062897 | 0.03931 | 0.03931 | 0.03931 | 0.03931 | 0.03931 | 0.03931 | 0.062897 | 0.03931
2022-04-06 | 0.062897 | 0.03931 | 0.03931 | 0.062897 | 0.03931 | 0.03931 | 0.062897 | 0.03931 | 0.03931 | 0.03931 | 0.03931 | 0.03931 | 0.03931 | 0.062897 | 0.03931
2022-04-06 12:00 | 0.062897 | 0.03931 | 0.03931 | 0.062897 | 0.03931 | 0.03931 | 0.062897 | 0.03931 | 0.03931 | 0.03931 | 0.03931 | 0.03931 | 0.03931 | 0.062897 | 0.03931
2022-04-07 | 0.062897 | 0.03931 | 0.03931 | 0.062897 | 0.03931 | 0.03931 | 0.062897 | 0.03931 | 0.03931 | 0.03931 | 0.03931 | 0.03931 | 0.03931 | 0.062897 | 0.03931
2022-04-07 12:00 | 0.062897 | 0.03931 | 0.03931 | 0.062897 | 0.03931 | 0.03931 | 0.062897 | 0.03931 | 0.03931 | 0.03931 | 0.03931 | 0.03931 | 0.03931 | 0.062897 | 0.03931
2022-04-08 | 0.062897 | 0.03931 | 0.03931 | 0.062897 | 0.03931 | 0.03931 | 0.062897 | 0.03931 | 0.03931 | 0.03931 | 0.03931 | 0.03931 | 0.03931 | 0.062897 | 0.03931
2022-04-08 12:00 | 0.062897 | 0.03931 | 0.03931 | 0.062897 | 0.03931 | 0.03931 | 0.062897 | 0.03931 | 0.03931 | 0.03931 | 0.03931 | 0.03931 | 0.03931 | 0.062897 | 0.03931
2022-04-09 | 0.062897 | 0.03931 | 0.03931 | 0.062897 | 0.03931 | 0.03931 | 0.062897 | 0.03931 | 0.03931 | 0.03931 | 0.03931 | 0.03931 | 0.03931 | 0.062897 | 0.03931
2022-04-09 12:00 | 0.062897 | 0.03931 | 0.03931 | 0.062897 | 0.03931 | 0.03931 | 0.062897 | 0.03931 | 0.03931 | 0.03931 | 0.03931 | 0.03931 | 0.03931 | 0.062897 | 0.03931
2022-04-10 | 0.062897 | 0.03931 | 0.03931 | 0.062897 | 0.03931 | 0.03931 | 0.062897 | 0.03931 | 0.03931 | 0.03931 | 0.03931 | 0.03931 | 0.03931 | 0.062897 | 0.03931
2022-04-10 12:00 | 0.062897 | 0.03931 | 0.03931 | 0.062897 | 0.03931 | 0.03931 | 0.062897 | 0.03931 | 0.03931 | 0.03931 | 0.03931 | 0.03931 | 0.03931 | 0.062897 | 0.03931
2022-04-11 | 0.062897 | 0.03931 | 0.03931 | 0.062897 | 0.03931 | 0.03931 | 0.062897 | 0.03931 | 0.03931 | 0.03931 | 0.03931 | 0.03931 | 0.03931 | 0.062897 | 0.03931
2022-04-11 12:00 | 0.062897 | 0.03931 | 0.03931 | 0.062897 | 0.03931 | 0.03931 | 0.062897 | 0.03931 | 0.03931 | 0.03931 | 0.03931 | 0.03931 | 0.03931 | 0.062897 | 0.03931
2022-04-12 | 0.062897 | 0.03931 | 0.03931 | 0.062897 | 0.03931 | 0.03931 | 0.062897 | 0.03931 | 0.03931 | 0.03931 | 0.03931 | 0.03931 | 0.03931 | 0.062897 | 0.03931
2022-04-12 12:00 | 0.062897 | 0.03931 | 0.03931 | 0.062897 | 0.03931 | 0.03931 | 0.062897 | 0.03931 | 0.03931 | 0.03931 | 0.03931 | 0.03931 | 0.03931 | 0.062897 | 0.03931
2022-04-13 | 0.062897 | 0.03931 | 0.03931 | 0.062897 | 0.03931 | 0.03931 | 0.062897 | 0.03931 | 0.03931 | 0.03931 | 0.03931 | 0.03931 | 0.03931 | 0.062897 | 0.03931
2022-04-13 12:00 | 0.062897 | 0.03931 | 0.03931 | 0.062897 | 0.03931 | 0.03931 | 0.062897 | 0.03931 | 0.03931 | 0.03931 | 0.03931 | 0.03931 | 0.03931 | 0.062897 | 0.03931
2022-04-14 | 0.062897 | 0.03931 | 0.03931 | 0.062897 | 0.03931 | 0.03931 | 0.062897 | 0.03931 | 0.03931 | 0.03931 | 0.03931 | 0.03931 | 0.03931 | 0.062897 | 0.03931
2022-04-14 12:00 | 0.062897 | 0.03931 | 0.03931 | 0.062897 | 0.03931 | 0.03931 | 0.062897 | 0.03931 | 0.03931 | 0.03931 | 0.03931 | 0.03931 | 0.03931 | 0.062897 | 0.03931
2022-04-15 | 0.062897 | 0.03931 | 0.03931 | 0.062897 | 0.03931 | 0.03931 | 0.062897 | 0.03931 | 0.03931 | 0.03931 | 0.03931 | 0.03931 | 0.03931 | 0.062897 | 0.03931
2022-04-15 12:00 | 0.062897 | 0.03931 | 0.03931 | 0.062897 | 0.03931 | 0.03931 | 0.062897 | 0.03931 | 0.03931 | 0.03931 | 0.03931 | 0.03931 | 0.03931 | 0.062897 | 0.03931
2022-04-16 | 0.062897 | 0.03931 | 0.03931 | 0.062897 | 0.03931 | 0.03931 | 0.062897 | 0.03931 | 0.03931 | 0.03931 | 0.03931 | 0.03931 | 0.03931 | 0.062897 | 0.03931
2022-04-16 12:00 | 0.062897 | 0.03931 | 0.03931 | 0.062897 | 0.03931 | 0.03931 | 0.062897 | 0.03931 | 0.03931 | 0.03931 | 0.03931 | 0.03931 | 0.03931 | 0.062897 | 0.03931
2022-04-17 | 0.062897 | 0.03931 | 0.03931 | 0.062897 | 0.03931 | 0.03931 | 0.062897 | 0.03931 | 0.03931 | 0.03931 | 0.03931 | 0.03931 | 0.03931 | 0.062897 | 0.03931
2022-04-17 12:00 | 0.062897 | 0.03931 | 0.03931 | 0.062897 | 0.03931 | 0.03931 | 0.062897 | 0.03931 | 0.03931 | 0.03931 | 0.03931 | 0.03931 | 0.03931 | 0.062897 | 0.03931
2022-04-18 | 0.062897 | 0.03931 | 0.03931 | 0.062897 | 0.03931 | 0.03931 | 0.062897 | 0.03931 | 0.03931 | 0.03931 | 0.03931 | 0.03931 | 0.03931 | 0.062897 | 0.03931
2022-04-18 12:00 | 0.062897 | 0.03931 | 0.03931 | 0.062897 | 0.03931 | 0.03931 | 0.062897 | 0.03931 | 0.03931 | 0.03931 | 0.03931 | 0.03931 | 0.03931 | 0.062897 | 0.03931
2022-04-19 | 0.062897 | 0.03931 | 0.03931 | 0.062897 | 0.03931 | 0.03931 | 0.062897 | 0.03931 | 0.03931 | 0.03931 | 0.03931 | 0.03931 | 0.03931 | 0.062897 | 0.03931
2022-04-19 12:00 | 0.062897 | 0.03931 | 0.03931 | 0.062897 | 0.03931 | 0.03931 | 0.062897 | 0.03931 | 0.03931 | 0.03931 | 0.03931 | 0.03931 | 0.03931 | 0.062897 | 0.03931
2022-04-20 | 0.062897 | 0.03931 | 0.03931 | 0.062897 | 0.03931 | 0.03931 | 0.062897 | 0.03931 | 0.03931 | 0.03931 | 0.03931 | 0.03931 | 0.03931 | 0.062897 | 0.03931
2022-04-20 12:00 | 0.062897 | 0.03931 | 0.03931 | 0.062897 | 0.03931 | 0.03931 | 0.062897 | 0.03931 | 0.03931 | 0.03931 | 0.03931 | 0.03931 | 0.03931 | 0.062897 | 0.03931
2022-04-21 | 0.062897 | 0.03931 | 0.03931 | 0.062897 | 0.03931 | 0.03931 | 0.062897 | 0.03931 | 0.03931 | 0.03931 | 0.03931 | 0.03931 | 0.03931 | 0.062897 | 0.03931
2022-04-21 12:00 | 0.062897 | 0.03931 | 0.03931 | 0.062897 | 0.03931 | 0.03931 | 0.062897 | 0.03931 | 0.03931 | 0.03931 | 0.03931 | 0.03931 | 0.03931 | 0.062897 | 0.03931
2022-04-22 | 0.062897 | 0.03931 | 0.03931 | 0.062897 | 0.03931 | 0.03931 | 0.062897 | 0.03931 | 0.03931 | 0.03931 | 0.03931 | 0.03931 | 0.03931 | 0.062897 | 0.03931
2022-04-22 12:00 | 0.062897 | 0.03931 | 0.03931 | 0.062897 | 0.03931 | 0.03931 | 0.062897 | 0.03931 | 0.03931 | 0.03931 | 0.03931 | 0.03931 | 0.03931 | 0.062897 | 0.03931
2022-04-23 | 0.062897 | 0.03931 | 0.03931 | 0.062897 | 0.03931 | 0.03931 | 0.062897 | 0.03931 | 0.03931 | 0.03931 | 0.03931 | 0.03931 | 0.03931 | 0.062897 | 0.03931
2022-04-23 12:00 | 0.062897 | 0.03931 | 0.03931 | 0.062897 | 0.03931 | 0.03931 | 0.062897 | 0.03931 | 0.03931 | 0.03931 | 0.03931 | 0.03931 | 0.03931 | 0.062897 | 0.03931
2022-04-24 | 0.062897 | 0.03931 | 0.03931 | 0.062897 | 0.03931 | 0.03931 | 0.062897 | 0.03931 | 0.03931 | 0.03931 | 0.03931 | 0.03931 | 0.03931 | 0.062897 | 0.03931
2022-04-24 12:00 | 0.062897 | 0.03931 | 0.03931 | 0.062897 | 0.03931 | 0.03931 | 0.062897 | 0.03931 | 0.03931 | 0.03931 | 0.03931 | 0.03931 | 0.03931 | 0.062897 | 0.03931
2022-04-25 | 0.062897 | 0.03931 | 0.03931 | 0.062897 | 0.03931 | 0.03931 | 0.062897 | 0.03931 | 0.03931 | 0.03931 | 0.03931 | 0.03931 | 0.03931 | 0.062897 | 0.03931
2022-04-25 12:00 | 0.062897 | 0.03931 | 0.03931 | 0.062897 | 0.03931 | 0.03931 | 0.062897 | 0.03931 | 0.03931 | 0.03931 | 0.03931 | 0.03931 | 0.03931 | 0.062897 | 0.03931
2022-04-26 | 0.062897 | 0.03931 | 0.03931 | 0.062897 | 0.03931 | 0.03931 | 0.062897 | 0.03931 | 0.03931 | 0.03931 | 0.03931 | 0.03931 | 0.03931 | 0.062897 | 0.03931
2022-04-26 12:00 | 0.062897 | 0.03931 | 0.03931 | 0.062897 | 0.03931 | 0.03931 | 0.062897 | 0.03931 | 0.03931 | 0.03931 | 0.03931 | 0.03931 | 0.03931 | 0.062897 | 0.03931
2022-04-27 | 0.062897 | 0.03931 | 0.03931 | 0.062897 | 0.03931 | 0.03931 | 0.062897 | 0.03931 | 0.03931 | 0.03931 | 0.03931 | 0.03931 | 0.03931 | 0.062897 | 0.03931
2022-04-27 12:00 | 0.062897 | 0.03931 | 0.03931 | 0.062897 | 0.03931 | 0.03931 | 0.062897 | 0.03931 | 0.03931 | 0.03931 | 0.03931 | 0.03931 | 0.03931 | 0.062897 | 0.03931
2022-04-28 | 0.062897 | 0.03931 | 0.03931 | 0.062897 | 0.03931 | 0.03931 | 0.062897 | 0.03931 | 0.03931 | 0.03931 | 0.03931 | 0.03931 | 0.03931 | 0.062897 | 0.03931
2022-04-28 12:00 | 0.062897 | 0.03931 | 0.03931 | 0.062897 | 0.03931 | 0.03931 | 0.062897 | 0.03931 | 0.03931 | 0.03931 | 0.03931 | 0.03931 | 0.03931 | 0.062897 | 0.03931
2022-04-29 | 0.062897 | 0.03931 | 0.03931 | 0.062897 | 0.03931 | 0.03931 | 0.062897 | 0.03931 | 0.03931 | 0.03931 | 0.03931 | 0.03931 | 0.03931 | 0.062897 | 0.03931
2022-04-29 12:00 | 0.062897 | 0.03931 | 0.03931 | 0.062897 | 0.03931 | 0.03931 | 0.062897 | 0.03931 | 0.03931 | 0.03931 | 0.03931 | 0.03931 | 0.03931 | 0.062897 | 0.03931
2022-04-30 | 0.062897 | 0.03931 | 0.03931 | 0.062897 | 0.03931 | 0.03931 | 0.062897 | 0.03931 | 0.03931 | 0.03931 | 0.03931 | 0.03931 | 0.03931 | 0.062897 | 0.03931
2022-04-30 12:00 | 0.062897 | 0.03931 | 0.03931 | 0.062897 | 0.03931 | 0.03931 | 0.062897 | 0.03931 | 0.03931 | 0.03931 | 0.03931 | 0.03931 | 0.03931 | 0.062897 | 0.03931
2022-05-01 | 0.062897 | 0.03931 | 0.03931 | 0.062897 | 0.03931 | 0.03931 | 0.062897 | 0.03931 | 0.03931 | 0.03931 | 0.03931 | 0.03931 | 0.03931 | 0.062897 | 0.03931
2022-05-01 12:00 | 0.062897 | 0.03931 | 0.03931 | 0.062897 | 0.03931 | 0.03931 | 0.062897 | 0.03931 | 0.03931 | 0.03931 | 0.03931 | 0.03931 | 0.03931 | 0.062897 | 0.03931
2022-05-02 | 0.062897 | 0.03931 | 0.03931 | 0.062897 | 0.03931 | 0.03931 | 0.062897 | 0.03931 | 0.03931 | 0.03931 | 0.03931 | 0.03931 | 0.03931 | 0.062897 | 0.03931
2022-05-02 12:00 | 0.062897 | 0.03931 | 0.03931 | 0.062897 | 0.03931 | 0.03931 | 0.062897 | 0.03931 | 0.03931 | 0.03931 | 0.03931 | 0.03931 | 0.03931 | 0.062897 | 0.03931
2022-05-03 | 0.062897 | 0.03931 | 0.03931 | 0.062897 | 0.03931 | 0.03931 | 0.062897 | 0.03931 | 0.03931 | 0.03931 | 0.03931 | 0.03931 | 0.03931 | 0.062897 | 0.03931
2022-05-03 12:00 | 0.062897 | 0.03931 | 0.03931 | 0.062897 | 0.03931 | 0.03931 | 0.062897 | 0.03931 | 0.03931 | 0.03931 | 0.03931 | 0.03931 | 0.03931 | 0.062897 | 0.03931
2022-05-04 | 0.062897 | 0.03931 | 0.03931 | 0.062897 | 0.03931 | 0.03931 | 0.062897 | 0.03931 | 0.03931 | 0.03931 | 0.03931 | 0.03931 | 0.03931 | 0.062897 | 0.03931
2022-05-04 12:00 | 0.062897 | 0.03931 | 0.03931 | 0.062897 | 0.03931 | 0.03931 | 0.062897 | 0.03931 | 0.03931 | 0.03931 | 0.03931 | 0.03931 | 0.03931 | 0.062897 | 0.03931
2022-05-05 | 0.062897 | 0.03931 | 0.03931 | 0.062897 | 0.03931 | 0.03931 | 0.062897 | 0.03931 | 0.03931 | 0.03931 | 0.03931 | 0.03931 | 0.03931 | 0.062897 | 0.03931
2022-05-05 12:00 | 0.062897 | 0.03931 | 0.03931 | 0.062897 | 0.03931 | 0.03931 | 0.062897 | 0.03931 | 0.03931 | 0.03931 | 0.03931 | 0.03931 | 0.03931 | 0.062897 | 0.03931
2022-05-06 | 0.062897 | 0.03931 | 0.03931 | 0.062897 | 0.03931 | 0.03931 | 0.062897 | 0.03931 | 0.03931 | 0.03931 | 0.03931 | 0.03931 | 0.03931 | 0.062897 | 0.03931
2022-05-06 12:00 | 0.062897 | 0.03931 | 0.03931 | 0.062897 | 0.03931 | 0.03931 | 0.062897 | 0.03931 | 0.03931 | 0.03931 | 0.03931 | 0.03931 | 0.03931 | 0.062897 | 0.03931
2022-05-07 | 0.062897 | 0.03931 | 0.03931 | 0.062897 | 0.03931 | 0.03931 | 0.062897 | 0.03931 | 0.03931 | 0.03931 | 0.03931 | 0.03931 | 0.03931 | 0.062897 | 0.03931
2022-05-07 12:00 | 0.062897 | 0.03931 | 0.03931 | 0.062897 | 0.03931 | 0.03931 | 0.062897 | 0.03931 | 0.03931 | 0.03931 | 0.03931 | 0.03931 | 0.03931 | 0.062897 | 0.03931
2022-05-08 | 0.062897 | 0.03931 | 0.03931 | 0.062897 | 0.03931 | 0.03931 | 0.062897 | 0.03931 | 0.03931 | 0.03931 | 0.03931 | 0.03931 | 0.03931 | 0.062897 | 0.03931
2022-05-08 12:00 | 0.062897 | 0.03931 | 0.03931 | 0.062897 | 0.03931 | 0.03931 | 0.062897 | 0.03931 | 0.03931 | 0.03931 | 0.03931 | 0.03931 | 0.03931 | 0.062897 | 0.03931
2022-05-09 | 0.062897 | 0.03931 | 0.03931 | 0.062897 | 0.03931 | 0.03931 | 0.062897 | 0.03931 | 0.03931 | 0.03931 | 0.03931 | 0.03931 | 0.03931 | 0.062897 | 0.03931
2022-05-09 12:00 | 0.062897 | 0.03931 | 0.03931 | 0.062897 | 0.03931 | 0.03931 | 0.062897 | 0.03931 | 0.03931 | 0.03931 | 0.03931 | 0.03931 | 0.03931 | 0.062897 | 0.03931
2022-05-10 | 0.062897 | 0.03931 | 0.03931 | 0.062897 | 0.03931 | 0.03931 | 0.062897 | 0.03931 | 0.03931 | 0.03931 | 0.03931 | 0.03931 | 0.03931 | 0.062897 | 0.03931
2022-05-10 12:00 | 0.062897 | 0.03931 | 0.03931 | 0.062897 | 0.03931 | 0.03931 | 0.062897 | 0.03931 | 0.03931 | 0.03931 | 0.03931 | 0.03931 | 0.03931 | 0.062897 | 0.03931
2022-05-11 | 0.062897 | 0.03931 | 0.03931 | 0.062897 | 0.03931 | 0.03931 | 0.062897 | 0.03931 | 0.03931 | 0.03931 | 0.03931 | 0.03931 | 0.03931 | 0.062897 | 0.03931
2022-05-11 12:00 | 0.062897 | 0.03931 | 0.03931 | 0.062897 | 0.03931 | 0.03931 | 0.062897 | 0.03931 | 0.03931 | 0.03931 | 0.03931 | 0.03931 | 0.03931 | 0.062897 | 0.03931
2022-05-12 | 0.062897 | 0.03931 | 0.03931 | 0.062897 | 0.03931 | 0.03931 | 0.062897 | 0.03931 | 0.03931 | 0.03931 | 0.03931 | 0.03931 | 0.03931 | 0.062897 | 0.03931
2022-05-12 12:00 | 0.062897 | 0.03931 | 0.03931 | 0.062897 | 0.03931 | 0.03931 | 0.062897 | 0.03931 | 0.03931 | 0.03931 | 0.03931 | 0.03931 | 0.03931 | 0.062897 | 0.03931
2022-05-13 | 0.062897 | 0.03931 | 0.03931 | 0.062897 | 0.03931 | 0.03931 | 0.062897 | 0.03931 | 0.03931 | 0.03931 | 0.03931 | 0.03931 | 0.03931 | 0.062897 | 0.03931
2022-05-13 12:00 | 0.062897 | 0.03931 | 0.03931 | 0.062897 | 0.03931 | 0.03931 | 0.062897 | 0.03931 | 0.03931 | 0.03931 | 0.03931 | 0.03931 | 0.03931 | 0.062897 | 0.03931
2022-05-14 | 0.062897 | 0.03931 | 0.03931 | 0.062897 | 0.03931 | 0.03931 | 0.062897 | 0.03931 | 0.03931 | 0.03931 | 0.03931 | 0.03931 | 0.03931 | 0.062897 | 0.03931
2022-05-14 12:00 | 0.062897 | 0.03931 | 0.03931 | 0.062897 | 0.03931 | 0.03931 | 0.062897 | 0.03931 | 0.03931 | 0.03931 | 0.03931 | 0.03931 | 0.03931 | 0.062897 | 0.03931
2022-05-15 | 0.062897 | 0.03931 | 0.03931 | 0.062897 | 0.03931 | 0.03931 | 0.062897 | 0.03931 | 0.03931 | 0.03931 | 0.03931 | 0.03931 | 0.03931 | 0.062897 | 0.03931
2022-05-15 12:00 | 0.062897 | 0.03931 | 0.03931 | 0.062897 | 0.03931 | 0.03931 | 0.062897 | 0.03931 | 0.03931 | 0.03931 | 0.03931 | 0.03931 | 0.03931 | 0.062897 | 0.03931
2022-05-16 | 0.062897 | 0.03931 | 0.03931 | 0.062897 | 0.03931 | 0.03931 | 0.062897 | 0.03931 | 0.03931 | 0.03931 | 0.03931 | 0.03931 | 0.03931 | 0.062897 | 0.03931
2022-05-16 12:00 | 0.062897 | 0.03931 | 0.03931 | 0.062897 | 0.03931 | 0.03931 | 0.062897 | 0.03931 | 0.03931 | 0.03931 | 0.03931 | 0.03931 | 0.03931 | 0.062897 | 0.03931
2022-05-17 | 0.062897 | 0.03931 | 0.03931 | 0.062897 | 0.03931 | 0.03931 | 0.062897 | 0.03931 | 0.03931 | 0.03931 | 0.03931 | 0.03931 | 0.03931 | 0.062897 | 0.03931
2022-05-17 12:00 | 0.062897 | 0.03931 | 0.03931 | 0.062897 | 0.03931 | 0.03931 | 0.062897 | 0.03931 | 0.03931 | 0.03931 | 0.03931 | 0.03931 | 0.03931 | 0.062897 | 0.03931
2022-05-18 | 0.062897 | 0.03931 | 0.03931 | 0.062897 | 0.03931 | 0.03931 | 0.062897 | 0.03931 | 0.03931 | 0.03931 | 0.03931 | 0.03931 | 0.03931 | 0.062897 | 0.03931
2022-05-18 12:00 | 0.062897 | 0.03931 | 0.03931 | 0.062897 | 0.03931 | 0.03931 | 0.062897 | 0.03931 | 0.03931 | 0.03931 | 0.03931 | 0.03931 | 0.03931 | 0.062897 | 0.03931
2022-05-19 | 0.062897 | 0.03931 | 0.03931 | 0.062897 | 0.03931 | 0.03931 | 0.062897 | 0.03931 | 0.03931 | 0.03931 | 0.03931 | 0.03931 | 0.03931 | 0.062897 | 0.03931
2022-05-19 12:00 | 0.062897 | 0.03931 | 0.03931 | 0.062897 | 0.03931 | 0.03931 | 0.062897 | 0.03931 | 0.03931 | 0.03931 | 0.03931 | 0.03931 | 0.03931 | 0.062897 | 0.03931
2022-05-20 | 0.062897 | 0.03931 | 0.03931 | 0.062897 | 0.03931 | 0.03931 | 0.062897 | 0.03931 | 0.03931 | 0.03931 | 0.03931 | 0.03931 | 0.03931 | 0.062897 | 0.03931
2022-05-20 12:00 | 0.062897 | 0.03931 | 0.03931 | 0.062897 | 0.03931 | 0.03931 | 0.062897 | 0.03931 | 0.03931 | 0.03931 | 0.03931 | 0.03931 | 0.03931 | 0.062897 | 0.03931
2022-05-21 | 0.062897 | 0.03931 | 0.03931 | 0.062897 | 0.03931 | 0.03931 | 0.062897 | 0.03931 | 0.03931 | 0.03931 | 0.03931 | 0.03931 | 0.03931 | 0.062897 | 0.03931
2022-05-21 12:00 | 0.062897 | 0.03931 | 0.03931 | 0.062897 | 0.03931 | 0.03931 | 0.062897 | 0.03931 | 0.03931 | 0.03931 | 0.03931 | 0.03931 | 0.03931 | 0.062897 | 0.03931
2022-05-22 | 0.062897 | 0.03931 | 0.03931 | 0.062897 | 0.03931 | 0.03931 | 0.062897 | 0.03931 | 0.03931 | 0.03931 | 0.03931 | 0.03931 | 0.03931 | 0.062897 | 0.03931
2022-05-22 12:00 | 0.062897 | 0.03931 | 0.03931 | 0.062897 | 0.03931 | 0.03931 | 0.062897 | 0.03931 | 0.03931 | 0.03931 | 0.03931 | 0.03931 | 0.03931 | 0.062897 | 0.03931
2022-05-23 | 0.062897 | 0.03931 | 0.03931 | 0.062897 | 0.03931 | 0.03931 | 0.062897 | 0.03931 | 0.03931 | 0.03931 | 0.03931 | 0.03931 | 0.03931 | 0.062897 | 0.03931
2022-05-23 12:00 | 0.062897 | 0.03931 | 0.03931 | 0.062897 | 0.03931 | 0.03931 | 0.062897 | 0.03931 | 0.03931 | 0.03931 | 0.03931 | 0.03931 | 0.03931 | 0.062897 | 0.03931
2022-05-24 | 0.062897 | 0.03931 | 0.03931 | 0.062897 | 0.03931 | 0.03931 | 0.062897 | 0.03931 | 0.03931 | 0.03931 | 0.03931 | 0.03931 | 0.03931 | 0.062897 | 0.03931
2022-05-24 12:00 | 0.062897 | 0.03931 | 0.03931 | 0.062897 | 0.03931 | 0.03931 | 0.062897 | 0.03931 | 0.03931 | 0.03931 | 0.03931 | 0.03931 | 0.03931 | 0.062897 | 0.03931
2022-05-25 | 0.062897 | 0.03931 | 0.03931 | 0.062897 | 0.03931 | 0.03931 | 0.062897 | 0.03931 | 0.03931 | 0.03931 | 0.03931 | 0.03931 | 0.03931 | 0.062897 | 0.03931
2022-05-25 12:00 | 0.062897 | 0.03931 | 0.03931 | 0.062897 | 0.03931 | 0.03931 | 0.062897 | 0.03931 | 0.03931 | 0.03931 | 0.03931 | 0.03931 | 0.03931 | 0.062897 | 0.03931
2022-05-26 | 0.062897 | 0.03931 | 0.03931 | 0.062897 | 0.03931 | 0.03931 | 0.062897 | 0.03931 | 0.03931 | 0.03931 | 0.03931 | 0.03931 | 0.03931 | 0.062897 | 0.03931
2022-05-26 12:00 | 0.062897 | 0.03931 | 0.03931 | 0.062897 | 0.03931 | 0.03931 | 0.062897 | 0.03931 | 0.03931 | 0.03931 | 0.03931 | 0.03931 | 0.03931 | 0.062897 | 0.03931
2022-05-27 | 0.062897 | 0.03931 | 0.03931 | 0.062897 | 0.03931 | 0.03931 | 0.062897 | 0.03931 | 0.03931 | 0.03931 | 0.03931 | 0.03931 | 0.03931 | 0.062897 | 0.03931
2022-05-27 12:00 | 0.062897 | 0.03931 | 0.03931 | 0.062897 | 0.03931 | 0.03931 | 0.062897 | 0.03931 | 0.03931 | 0.03931 | 0.03931 | 0.03931 | 0.03931 | 0.062897 | 0.03931
2022-05-28 | 0.062897 | 0.03931 | 0.03931 | 0.062897 | 0.03931 | 0.03931 | 0.062897 | 0.03931 | 0.03931 | 0.03931 | 0.03931 | 0.03931 | 0.03931 | 0.062897 | 0.03931
2022-05-28 12:00 | 0.062897 | 0.03931 | 0.03931 | 0.062897 | 0.03931 | 0.03931 | 0.062897 | 0.03931 | 0.03931 | 0.03931 | 0.03931 | 0.03931 | 0.03931 | 0.062897 | 0.03931
2022-05-29 | 0.062897 | 0.03931 | 0.03931 | 0.062897 | 0.03931 | 0.03931 | 0.062897 | 0.03931 | 0.03931 | 0.03931 | 0.03931 | 0.03931 | 0.03931 | 0.062897 | 0.03931
2022-05-29 12:00 | 0.062897 | 0.03931 | 0.03931 | 0.062897 | 0.03931 | 0.03931 | 0.062897 | 0.03931 | 0.03931 | 0.03931 | 0.03931 | 0.03931 | 0.03931 | 0.062897 | 0.03931
2022-05-30 | 0.062897 | 0.03931 | 0.03931 | 0.062897 | 0.03931 | 0.03931 | 0.062897 | 0.03931 | 0.03931 | 0.03931 | 0.03931 | 0.03931 | 0.03931 | 0.062897 | 0.03931
2022-05-30 12:00 | 0.062897 | 0.03931 | 0.03931 | 0.062897 | 0.03931 | 0.03931 | 0.062897 | 0.03931 | 0.03931 | 0.03931 | 0.03931 | 0.03931 | 0.03931 | 0.062897 | 0.03931
2022-05-31 | 0.062897 | 0.03931 | 0.03931 | 0.062897 | 0.03931 | 0.03931 | 0.062897 | 0.03931 | 0.03931 | 0.03931 | 0.03931 | 0.03931 | 0.03931 | 0.062897 | 0.03931
2022-05-31 12:00 | 0.062897 | 0.03931 | 0.03931 | 0.062897 | 0.03931 | 0.03931 | 0.062897 | 0.03931 | 0.03931 | 0.03931 | 0.03931 | 0.03931 | 0.03931 | 0.062897 | 0.03931
2022-06-01 | 0.062897 | 0.03931 | 0.03931 | 0.062897 | 0.03931 | 0.03931 | 0.062897 | 0.03931 | 0.03931 | 0.03931 | 0.03931 | 0.03931 | 0.03931 | 0.062897 | 0.03931
2022-06-01 12:00 | 0.062897 | 0.03931 | 0.03931 | 0.062897 | 0.03931 | 0.03931 | 0.062897 | 0.03931 | 0.03931 | 0.03931 | 0.03931 | 0.03931 | 0.03931 | 0.062897 | 0.03931
2022-06-02 | 0.062897 | 0.03931 | 0.03931 | 0.062897 | 0.03931 | 0.03931 | 0.062897 | 0.03931 | 0.03931 | 0.03931 | 0.03931 | 0.03931 | 0.03931 | 0.062897 | 0.03931
2022-06-02 12:00 | 0.062897 | 0.03931 | 0.03931 | 0.062897 | 0.03931 | 0.03931 | 0.062897 | 0.03931 | 0.03931 | 0.03931 | 0.03931 | 0.03931 | 0.03931 | 0.062897 | 0.03931
2022-06-03 | 0.062897 | 0.03931 | 0.03931 | 0.062897 | 0.03931 | 0.03931 | 0.062897 | 0.03931 | 0.03931 | 0.03931 | 0.03931 | 0.03931 | 0.03931 | 0.062897 | 0.03931
2022-06-03 12:00 | 0.062897 | 0.03931 | 0.03931 | 0.062897 | 0.03931 | 0.03931 | 0.062897 | 0.03931 | 0.03931 | 0.03931 | 0.03931 | 0.03931 | 0.03931 | 0.062897 | 0.03931
2022-06-04 | 0.062897 | 0.03931 | 0.03931 | 0.062897 | 0.03931 | 0.03931 | 0.062897 | 0.03931 | 0.03931 | 0.03931 | 0.03931 | 0.03931 | 0.03931 | 0.062897 | 0.03931
2022-06-04 12:00 | 0.062897 | 0.03931 | 0.03931 | 0.062897 | 0.03931 | 0.03931 | 0.062897 | 0.03931 | 0.03931 | 0.03931 | 0.03931 | 0.03931 | 0.03931 | 0.062897 | 0.03931
2022-06-05 | 0.062897 | 0.03931 | 0.03931 | 0.062897 | 0.03931 | 0.03931 | 0.062897 | 0.03931 | 0.03931 | 0.03931 | 0.03931 | 0.03931 | 0.03931 | 0.062897 | 0.03931
2022-06-05 12:00 | 0.062897 | 0.03931 | 0.03931 | 0.062897 | 0.03931 | 0.03931 | 0.062897 | 0.03931 | 0.03931 | 0.03931 | 0.03931 | 0.03931 | 0.03931 | 0.062897 | 0.03931
2022-06-06 | 0.062897 | 0.03931 | 0.03931 | 0.062897 | 0.03931 | 0.03931 | 0.062897 | 0.03931 | 0.03931 | 0.03931 | 0.03931 | 0.03931 | 0.03931 | 0.062897 | 0.03931
2022-06-06 12:00 | 0.062897 | 0.03931 | 0.03931 | 0.062897 | 0.03931 | 0.03931 | 0.062897 | 0.03931 | 0.03931 | 0.03931 | 0.03931 | 0.03931 | 0.03931 | 0.062897 | 0.03931
2022-06-07 | 0.062897 | 0.03931 | 0.03931 | 0.062897 | 0.03931 | 0.03931 | 0.062897 | 0.03931 | 0.03931 | 0.03931 | 0.03931 | 0.03931 | 0.03931 | 0.062897 | 0.03931
2022-06-07 12:00 | 0.062897 | 0.03931 | 0.03931 | 0.062897 | 0.03931 | 0.03931 | 0.062897 | 0.03931 | 0.03931 | 0.03931 | 0.03931 | 0.03931 | 0.03931 | 0.062897 | 0.03931
2022-06-08 | 0.062897 | 0.03931 | 0.03931 | 0.062897 | 0.03931 | 0.03931 | 0.062897 | 0.03931 | 0.03931 | 0.03931 | 0.03931 | 0.03931 | 0.03931 | 0.062897 | 0.03931
2022-06-08 12:00 | 0.062897 | 0.03931 | 0.03931 | 0.062897 | 0.03931 | 0.03931 | 0.062897 | 0.03931 | 0.03931 | 0.03931 | 0.03931 | 0.03931 | 0.03931 | 0.062897 | 0.03931
2022-06-09 | 0.062897 | 0.03931 | 0.03931 | 0.062897 | 0.03931 | 0.03931 | 0.062897 | 0.03931 | 0.03931 | 0.03931 | 0.03931 | 0.03931 | 0.03931 | 0.062897 | 0.03931
2022-06-09 12:00 | 0.062897 | 0.03931 | 0.03931 | 0.062897 | 0.03931 | 0.03931 | 0.062897 | 0.03931 | 0.03931 | 0.03931 | 0.03931 | 0.03931 | 0.03931 | 0.062897 | 0.03931
2022-06-10 | 0.062897 | 0.03931 | 0.03931 | 0.062897 | 0.03931 | 0.03931 | 0.062897 | 0.03931 | 0.03931 | 0.03931 | 0.03931 | 0.03931 | 0.03931 | 0.062897 | 0.03931
2022-06-10 12:00 | 0.062897 | 0.03931 | 0.03931 | 0.062897 | 0.03931 | 0.03931 | 0.062897 | 0.03931 | 0.03931 | 0.03931 | 0.03931 | 0.03931 | 0.03931 | 0.062897 | 0.03931
2022-06-11 | 0.062897 | 0.03931 | 0.03931 | 0.062897 | 0.03931 | 0.03931 | 0.062897 | 0.03931 | 0.03931 | 0.03931 | 0.03931 | 0.03931 | 0.03931 | 0.062897 | 0.03931
2022-06-11 12:00 | 0.062897 | 0.03931 | 0.03931 | 0.062897 | 0.03931 | 0.03931 | 0.062897 | 0.03931 | 0.03931 | 0.03931 | 0.03931 | 0.03931 | 0.03931 | 0.062897 | 0.03931
2022-06-12 | 0.062897 | 0.03931 | 0.03931 | 0.062897 | 0.03931 | 0.03931 | 0.062897 | 0.03931 | 0.03931 | 0.03931 | 0.03931 | 0.03931 | 0.03931 | 0.062897 | 0.03931
2022-06-12 12:00 | 0.062897 | 0.03931 | 0.03931 | 0.062897 | 0.03931 | 0.03931 | 0.062897 | 0.03931 | 0.03931 | 0.03931 | 0.03931 | 0.03931 | 0.03931 | 0.062897 | 0.03931
2022-06-13 | 0.062897 | 0.03931 | 0.03931 | 0.062897 | 0.03931 | 0.03931 | 0.062897 | 0.03931 | 0.03931 | 0.03931 | 0.03931 | 0.03931 | 0.03931 | 0.062897 | 0.03931
2022-06-13 12:00 | 0.062897 | 0.03931 | 0.03931 | 0.062897 | 0.03931 | 0.03931 | 0.062897 | 0.03931 | 0.03931 | 0.03931 | 0.03931 | 0.03931 | 0.03931 | 0.062897 | 0.03931
2022-06-14 | 0.062897 | 0.03931 | 0.03931 | 0.062897 | 0.03931 | 0.03931 | 0.062897 | 0.03931 | 0.03931 | 0.03931 | 0.03931 | 0.03931 | 0.03931 | 0.062897 | 0.03931
2022-06-14 12:00 | 0.062897 | 0.03931 | 0.03931 | 0.062897 | 0.03931 | 0.03931 | 0.062897 | 0.03931 | 0.03931 | 0.03931 | 0.03931 | 0.03931 | 0.03931 | 0.062897 | 0.03931
2022-06-15 | 0.062897 | 0.03931 | 0.03931 | 0.062897 | 0.03931 | 0.03931 | 0.062897 | 0.03931 | 0.03931 | 0.03931 | 0.03931 | 0.03931 | 0.03931 | 0.062897 | 0.03931
2022-06-15 12:00 | 0.062897 | 0.03931 | 0.03931 | 0.062897 | 0.03931 | 0.03931 | 0.062897 | 0.03931 | 0.03931 | 0.03931 | 0.03931 | 0.03931 | 0.03931 | 0.062897 | 0.03931
2022-06-16 | 0.062897 | 0.03931 | 0.03931 | 0.062897 | 0.03931 | 0.03931 | 0.062897 | 0.03931 | 0.03931 | 0.03931 | 0.03931 | 0.03931 | 0.03931 | 0.062897 | 0.03931
2022-06-16 12:00 | 0.062897 | 0.03931 | 0.03931 | 0.062897 | 0.03931 | 0.03931 | 0.062897 | 0.03931 | 0.03931 | 0.03931 | 0.03931 | 0.03931 | 0.03931 | 0.062897 | 0.03931
2022-06-17 | 0.062897 | 0.03931 | 0.03931 | 0.062897 | 0.03931 | 0.03931 | 0.062897 | 0.03931 | 0.03931 | 0.03931 | 0.03931 | 0.03931 | 0.03931 | 0.062897 | 0.03931
2022-06-17 12:00 | 0.062897 | 0.03931 | 0.03931 | 0.062897 | 0.03931 | 0.03931 | 0.062897 | 0.03931 | 0.03931 | 0.03931 | 0.03931 | 0.03931 | 0.03931 | 0.062897 | 0.03931
2022-06-18 | 0.062897 | 0.03931 | 0.03931 | 0.062897 | 0.03931 | 0.03931 | 0.062897 | 0.03931 | 0.03931 | 0.03931 | 0.03931 | 0.03931 | 0.03931 | 0.062897 | 0.03931
2022-06-18 12:00 | 0.062897 | 0.03931 | 0.03931 | 0.062897 | 0.03931 | 0.03931 | 0.062897 | 0.03931 | 0.03931 | 0.03931 | 0.03931 | 0.03931 | 0.03931 | 0.062897 | 0.03931
2022-06-19 | 0.062897 | 0.03931 | 0.03931 | 0.062897 | 0.03931 | 0.03931 | 0.062897 | 0.03931 | 0.03931 | 0.03931 | 0.03931 | 0.03931 | 0.03931 | 0.062897 | 0.03931
2022-06-19 12:00 | 0.062897 | 0.03931 | 0.03931 | 0.062897 | 0.03931 | 0.03931 | 0.062897 | 0.03931 | 0.03931 | 0.03931 | 0.03931 | 0.03931 | 0.03931 | 0.062897 | 0.03931
2022-06-20 | 0.062897 | 0.03931 | 0.03931 | 0.062897 | 0.03931 | 0.03931 | 0.062897 | 0.03931 | 0.03931 | 0.03931 | 0.03931 | 0.03931 | 0.03931 | 0.062897 | 0.03931
2022-06-20 12:00 | 0.062897 | 0.03931 | 0.03931 | 0.062897 | 0.03931 | 0.03931 | 0.062897 | 0.03931 | 0.03931 | 0.03931 | 0.03931 | 0.03931 | 0.03931 | 0.062897 | 0.03931
2022-06-21 | 0.062897 | 0.03931 | 0.03931 | 0.062897 | 0.03931 | 0.03931 | 0.062897 | 0.03931 | 0.03931 | 0.03931 | 0.03931 | 0.03931 | 0.03931 | 0.062897 | 0.03931
2022-06-21 12:00 | 0.062897 | 0.03931 | 0.03931 | 0.062897 | 0.03931 | 0.03931 | 0.062897 | 0.03931 | 0.03931 | 0.03931 | 0.03931 | 0.03931 | 0.03931 | 0.062897 | 0.03931
2022-06-22 | 0.062897 | 0.03931 | 0.03931 | 0.062897 | 0.03931 | 0.03931 | 0.062897 | 0.03931 | 0.03931 | 0.03931 | 0.03931 | 0.03931 | 0.03931 | 0.062897 | 0.03931
2022-06-22 12:00 | 0.062897 | 0.03931 | 0.03931 | 0.062897 | 0.03931 | 0.03931 | 0.062897 | 0.03931 | 0.03931 | 0.03931 | 0.03931 | 0.03931 | 0.03931 | 0.062897 | 0.03931
2022-06-23 | 0.062897 | 0.03931 | 0.03931 | 0.062897 | 0.03931 | 0.03931 | 0.062897 | 0.03931 | 0.03931 | 0.03931 | 0.03931 | 0.03931 | 0.03931 | 0.062897 | 0.03931
2022-06-23 12:00 | 0.062897 | 0.03931 | 0.03931 | 0.062897 | 0.03931 | 0.03931 | 0.062897 | 0.03931 | 0.03931 | 0.03931 | 0.03931 | 0.03931 | 0.03931 | 0.062897 | 0.03931
2022-06-24 | 0.062897 | 0.03931 | 0.03931 | 0.062897 | 0.03931 | 0.03931 | 0.062897 | 0.03931 | 0.03931 | 0.03931 | 0.03931 | 0.03931 | 0.03931 | 0.062897 | 0.03931
2022-06-24 12:00 | 0.062897 | 0.03931 | 0.03931 | 0.062897 | 0.03931 | 0.03931 | 0.062897 | 0.03931 | 0.03931 | 0.03931 | 0.03931 | 0.03931 | 0.03931 | 0.062897 | 0.03931
2022-06-25 | 0.062897 | 0.03931 | 0.03931 | 0.062897 | 0.03931 | 0.03931 | 0.062897 | 0.03931 | 0.03931 | 0.03931 | 0.03931 | 0.03931 | 0.03931 | 0.062897 | 0.03931
2022-06-25 12:00 | 0.062897 | 0.03931 | 0.03931 | 0.062897 | 0.03931 | 0.03931 | 0.062897 | 0.03931 | 0.03931 | 0.03931 | 0.03931 | 0.03931 | 0.03931 | 0.062897 | 0.03931
2022-06-26 | 0.062897 | 0.03931 | 0.03931 | 0.062897 | 0.03931 | 0.03931 | 0.062897 | 0.03931 | 0.03931 | 0.03931 | 0.03931 | 0.03931 | 0.03931 | 0.062897 | 0.03931
2022-06-26 12:00 | 0.062897 | 0.03931 | 0.03931 | 0.062897 | 0.03931 | 0.03931 | 0.062897 | 0.03931 | 0.03931 | 0.03931 | 0.03931 | 0.03931 | 0.03931 | 0.062897 | 0.03931
2022-06-27 | 0.062897 | 0.03931 | 0.03931 | 0.062897 | 0.03931 | 0.03931 | 0.062897 | 0.03931 | 0.03931 | 0.03931 | 0.03931 | 0.03931 | 0.03931 | 0.062897 | 0.03931
2022-06-27 12:00 | 0.062897 | 0.03931 | 0.03931 | 0.062897 | 0.03931 | 0.03931 | 0.062897 | 0.03931 | 0.03931 | 0.03931 | 0.03931 | 0.03931 | 0.03931 | 0.062897 | 0.03931
2022-06-28 | 0.062897 | 0.03931 | 0.03931 | 0.062897 | 0.03931 | 0.03931 | 0.062897 | 0.03931 | 0.03931 | 0.03931 | 0.03931 | 0.03931 | 0.03931 | 0.062897 | 0.03931
2022-06-28 12:00 | 0.062897 | 0.03931 | 0.03931 | 0.062897 | 0.03931 | 0.03931 | 0.062897 | 0.03931 | 0.03931 | 0.03931 | 0.03931 | 0.03931 | 0.03931 | 0.062897 | 0.03931
2022-06-29 | 0.062897 | 0.03931 | 0.03931 | 0.062897 | 0.03931 | 0.03931 | 0.062897 | 0.03931 | 0.03931 | 0.03931 | 0.03931 | 0.03931 | 0.03931 | 0.062897 | 0.03931
2022-06-29 12:00 | 0.062897 | 0.03931 | 0.03931 | 0.062897 | 0.03931 | 0.03931 | 0.062897 | 0.03931 | 0.03931 | 0.03931 | 0.03931 | 0.03931 | 0.03931 | 0.062897 | 0.03931
2022-06-30 | 0.062897 | 0.03931 | 0.03931 | 0.062897 | 0.03931 | 0.03931 | 0.062897 | 0.03931 | 0.03931 | 0.03931 | 0.03931 | 0.03931 | 0.03931 | 0.062897 | 0.03931
2022-06-30 12:00 | 0.062897 | 0.03931 | 0.03931 | 0.062897 | 0.03931 | 0.03931 | 0.062897 | 0.03931 | 0.03931 | 0.03931 | 0.03931 | 0.03931 | 0.03931 | 0.062897 | 0.03931
2022-07-01 | 0.062897 | 0.03931 | 0.03931 | 0.062897 | 0.03931 | 0.03931 | 0.062897 | 0.03931 | 0.03931 | 0.03931 | 0.03931 | 0.03931 | 0.03931 | 0.062897 | 0.03931
2022-07-01 12:00 | 0.062897 | 0.03931 | 0.03931 | 0.062897 | 0.03931 | 0.03931 | 0.062897 | 0.03931 | 0.03931 | 0.03931 | 0.03931 | 0.03931 | 0.03931 | 0.062897 | 0.03931
2022-07-02 | 0.062897 | 0.03931 | 0.03931 | 0.062897 | 0.03931 | 0.03931 | 0.062897 | 0.03931 | 0.03931 | 0.03931 | 0.03931 | 0.03931 | 0.03931 | 0.062897 | 0.03931
2022-07-02 12:00 | 0.062897 | 0.03931 | 0.03931 | 0.062897 | 0.03931 | 0.03931 | 0.062897 | 0.03931 | 0.03931 | 0.03931 | 0.03931 | 0.03931 | 0.03931 | 0.062897 | 0.03931
2022-07-03 | 0.062897 | 0.03931 | 0.03931 | 0.062897 | 0.03931 | 0.03931 | 0.062897 | 0.03931 | 0.03931 | 0.03931 | 0.03931 | 0.03931 | 0.03931 | 0.062897 | 0.03931
2022-07-03 12:00 | 0.062897 | 0.03931 | 0.03931 | 0.062897 | 0.03931 | 0.03931 | 0.062897 | 0.03931 | 0.03931 | 0.03931 | 0.03931 | 0.03931 | 0.03931 | 0.062897 | 0.03931
2022-07-04 | 0.062897 | 0.03931 | 0.03931 | 0.062897 | 0.03931 | 0.03931 | 0.062897 | 0.03931 | 0.03931 | 0.03931 | 0.03931 | 0.03931 | 0.03931 | 0.062897 | 0.03931
2022-07-04 12:00 | 0.062897 | 0.03931 | 0.03931 | 0.062897 | 0.03931 | 0.03931 | 0.062897 | 0.03931 | 0.03931 | 0.03931 | 0.03931 | 0.03931 | 0.03931 | 0.062897 | 0.03931
2022-07-05 | 0.062897 | 0.03931 | 0.03931 | 0.062897 | 0.03931 | 0.03931 | 0.062897 | 0.03931 | 0.03931 | 0.03931 | 0.03931 | 0.03931 | 0.03931 | 0.062897 | 0.03931
2022-07-05 12:00 | 0.062897 | 0.03931 | 0.03931 | 0.062897 | 0.03931 | 0.03931 | 0.062897 | 0.03931 | 0.03931 | 0.03931 | 0.03931 | 0.03931 | 0.03931 | 0.062897 | 0.03931
2022-07-06 | 0.062897 | 0.03931 | 0.03931 | 0.062897 | 0.03931 | 0.03931 | 0.062897 | 0.03931 | 0.03931 | 0.03931 | 0.03931 | 0.03931 | 0.03931 | 0.062897 | 0.03931
2022-07-06 12:00 | 0.062897 | 0.03931 | 0.03931 | 0.062897 | 0.03931 | 0.03931 | 0.062897 | 0.03931 | 0.03931 | 0.03931 | 0.03931 | 0.03931 | 0.03931 | 0.062897 | 0.03931
2022-07-07 | 0.062897 | 0.03931 | 0.03931 | 0.062897 | 0.03931 | 0.03931 | 0.062897 | 0.03931 | 0.03931 | 0.03931 | 0.03931 | 0.03931 | 0.03931 | 0.062897 | 0.03931
2022-07-07 12:00 | 0.062897 | 0.03931 | 0.03931 | 0.062897 | 0.03931 | 0.03931 | 0.062897 | 0.03931 | 0.03931 | 0.03931 | 0.03931 | 0.03931 | 0.03931 | 0.062897 | 0.03931
2022-07-08 | 0.062897 | 0.03931 | 0.03931 | 0.062897 | 0.03931 | 0.03931 | 0.062897 | 0.03931 | 0.03931 | 0.03931 | 0.03931 | 0.03931 | 0.03931 | 0.062897 | 0.03931
2022-07-08 12:00 | 0.062897 | 0.03931 | 0.03931 | 0.062897 | 0.03931 | 0.03931 | 0.062897 | 0.03931 | 0.03931 | 0.03931 | 0.03931 | 0.03931 | 0.03931 | 0.062897 | 0.03931
2022-07-09 | 0.062897 | 0.03931 | 0.03931 | 0.062897 | 0.03931 | 0.03931 | 0.062897 | 0.03931 | 0.03931 | 0.03931 | 0.03931 | 0.03931 | 0.03931 | 0.062897 | 0.03931
2022-07-09 12:00 | 0.062897 | 0.03931 | 0.03931 | 0.062897 | 0.03931 | 0.03931 | 0.062897 | 0.03931 | 0.03931 | 0.03931 | 0.03931 | 0.03931 | 0.03931 | 0.062897 | 0.03931
2022-07-10 | 0.062897 | 0.03931 | 0.03931 | 0.062897 | 0.03931 | 0.03931 | 0.062897 | 0.03931 | 0.03931 | 0.03931 | 0.03931 | 0.03931 | 0.03931 | 0.062897 | 0.03931
2022-07-10 12:00 | 0.062897 | 0.03931 | 0.03931 | 0.062897 | 0.03931 | 0.03931 | 0.062897 | 0.03931 | 0.03931 | 0.03931 | 0.03931 | 0.03931 | 0.03931 | 0.062897 | 0.03931
2022-07-11 | 0.062897 | 0.03931 | 0.03931 | 0.062897 | 0.03931 | 0.03931 | 0.062897 | 0.03931 | 0.03931 | 0.03931 | 0.03931 | 0.03931 | 0.03931 | 0.062897 | 0.03931
2022-07-11 12:00 | 0.062897 | 0.03931 | 0.03931 | 0.062897 | 0.03931 | 0.03931 | 0.062897 | 0.03931 | 0.03931 | 0.03931 | 0.03931 | 0.03931 | 0.03931 | 0.062897 | 0.03931
2022-07-12 | 0.062897 | 0.03931 | 0.03931 | 0.062897 | 0.03931 | 0.03931 | 0.062897 | 0.03931 | 0.03931 | 0.03931 | 0.03931 | 0.03931 | 0.03931 | 0.062897 | 0.03931
2022-07-12 12:00 | 0.062897 | 0.03931 | 0.03931 | 0.062897 | 0.03931 | 0.03931 | 0.062897 | 0.03931 | 0.03931 | 0.03931 | 0.03931 | 0.03931 | 0.03931 | 0.062897 | 0.03931
2022-07-13 | 0.062897 | 0.03931 | 0.03931 | 0.062897 | 0.03931 | 0.03931 | 0.062897 | 0.03931 | 0.03931 | 0.03931 | 0.03931 | 0.03931 | 0.03931 | 0.062897 | 0.03931
2022-07-13 12:00 | 0.062897 | 0.03931 | 0.03931 | 0.062897 | 0.03931 | 0.03931 | 0.062897 | 0.03931 | 0.03931 | 0.03931 | 0.03931 | 0.03931 | 0.03931 | 0.062897 | 0.03931
2022-07-14 | 0.062897 | 0.03931 | 0.03931 | 0.062897 | 0.03931 | 0.03931 | 0.062897 | 0.03931 | 0.03931 | 0.03931 | 0.03931 | 0.03931 | 0.03931 | 0.062897 | 0.03931
2022-07-14 12:00 | 0.062897 | 0.03931 | 0.03931 | 0.062897 | 0.03931 | 0.03931 | 0.062897 | 0.03931 | 0.03931 | 0.03931 | 0.03931 | 0.03931 | 0.03931 | 0.062897 | 0.03931
2022-07-15 | 0.062897 | 0.03931 | 0.03931 | 0.062897 | 0.03931 | 0.03931 | 0.062897 | 0.03931 | 0.03931 | 0.03931 | 0.03931 | 0.03931 | 0.03931 | 0.062897 | 0.03931
2022-07-15 12:00 | 0.062897 | 0.03931 | 0.03931 | 0.062897 | 0.03931 | 0.03931 | 0.062897 | 0.03931 | 0.03931 | 0.03931 | 0.03931 | 0.03931 | 0.03931 | 0.062897 | 0.03931
2022-07-16 | 0.062897 | 0.03931 | 0.03931 | 0.062897 | 0.03931 | 0.03931 | 0.062897 | 0.03931 | 0.03931 | 0.03931 | 0.03931 | 0.03931 | 0.03931 | 0.062897 | 0.03931
2022-07-16 12:00 | 0.062897 | 0.03931 | 0.03931 | 0.062897 | 0.03931 | 0.03931 | 0.062897 | 0.03931 | 0.03931 | 0.03931 | 0.03931 | 0.03931 | 0.03931 | 0.062897 | 0.03931
2022-07-17 | 0.062897 | 0.03931 | 0.03931 | 0.062897 | 0.03931 | 0.03931 | 0.062897 | 0.03931 | 0.03931 | 0.03931 | 0.03931 | 0.03931 | 0.03931 | 0.062897 | 0.03931
2022-07-17 12:00 | 0.062897 | 0.03931 | 0.03931 | 0.062897 | 0.03931 | 0.03931 | 0.062897 | 0.03931 | 0.03931 | 0.03931 | 0.03931 | 0.03931 | 0.03931 | 0.062897 | 0.03931
2022-07-18 | 0.062897 | 0.03931 | 0.03931 | 0.062897 | 0.03931 | 0.03931 | 0.062897 | 0.03931 | 0.03931 | 0.03931 | 0.03931 | 0.03931 | 0.03931 | 0.062897 | 0.03931
2022-07-18 12:00 | 0.062897 | 0.03931 | 0.03931 | 0.062897 | 0.03931 | 0.03931 | 0.062897 | 0.03931 | 0.03931 | 0.03931 | 0.03931 | 0.03931 | 0.03931 | 0.062897 | 0.03931
2022-07-19 | 0.062897 | 0.03931 | 0.03931 | 0.062897 | 0.03931 | 0.03931 | 0.062897 | 0.03931 | 0.03931 | 0.03931 | 0.03931 | 0.03931 | 0.03931 | 0.062897 | 0.03931
2022-07-19 12:00 | 0.062897 | 0.03931 | 0.03931 | 0.062897 | 0.03931 | 0.03931 | 0.062897 | 0.03931 | 0.03931 | 0.03931 | 0.03931 | 0.03931 | 0.03931 | 0.062897 | 0.03931
2022-07-20 | 0.062897 | 0.03931 | 0.03931 | 0.062897 | 0.03931 | 0.03931 | 0.062897 | 0.03931 | 0.03931 | 0.03931 | 0.03931 | 0.03931 | 0.03931 | 0.062897 | 0.03931
2022-07-20 12:00 | 0.062897 | 0.03931 | 0.03931 | 0.062897 | 0.03931 | 0.03931 | 0.062897 | 0.03931 | 0.03931 | 0.03931 | 0.03931 | 0.03931 | 0.03931 | 0.062897 | 0.03931
2022-07-21 | 0.062897 | 0.03931 | 0.03931 | 0.062897 | 0.03931 | 0.03931 | 0.062897 | 0.03931 | 0.03931 | 0.03931 | 0.03931 | 0.03931 | 0.03931 | 0.062897 | 0.03931
2022-07-21 12:00 | 0.062897 | 0.03931 | 0.03931 | 0.062897 | 0.03931 | 0.03931 | 0.062897 | 0.03931 | 0.03931 | 0.03931 | 0.03931 | 0.03931 | 0.03931 | 0.062897 | 0.03931
2022-07-22 | 0.062897 | 0.03931 | 0.03931 | 0.062897 | 0.03931 | 0.03931 | 0.062897 | 0.03931 | 0.03931 | 0.03931 | 0.03931 | 0.03931 | 0.03931 | 0.062897 | 0.03931
2022-07-22 12:00 | 0.062897 | 0.03931 | 0.03931 | 0.062897 | 0.03931 | 0.03931 | 0.062897 | 0.03931 | 0.03931 | 0.03931 | 0.03931 | 0.03931 | 0.03931 | 0.062897 | 0.03931
2022-07-23 | 0.062897 | 0.03931 | 0.03931 | 0.062897 | 0.03931 | 0.03931 | 0.062897 | 0.03931 | 0.03931 | 0.03931 | 0.03931 | 0.03931 | 0.03931 | 0.062897 | 0.03931
2022-07-23 12:00 | 0.062897 | 0.03931 | 0.03931 | 0.062897 | 0.03931 | 0.03931 | 0.062897 | 0.03931 | 0.03931 | 0.03931 | 0.03931 | 0.03931 | 0.03931 | 0.062897 | 0.03931
Formulas:
field = [field, row above]+0.5
Note on E3: Hoffmann Tim: for 160kVA Transformers
Note on F3: Hoffmann Tim: For smaller transformers, 100k VA

## network
name | f_hz | sn_mva
net | 50

## nodes
name | index | vn_kv | longitude | latitude | zone | max_vm_pu | min_vm_pu | in_service | normalTTR | fragility_curve | return_period
bus1 |  | 110 | 8 | 20 |  | 1.1 | 0.9 | True | 30 | frag_subsHTB | rp1
bus2 |  | 15 | 8.6292 | 20.3768 |  | 1.1 | 0.9 | True | 30 | frag_subsHTA | rp1
bus3 |  | 63 | 8.0007 | 19.9994 |  | 1.1 | 0.9 | True | 6 | frag_subsHTB | rp1
bus4 |  | 63 | 8.538 | 19.8092 |  | 1.1 | 0.9 | True | 30 | frag_subsHTB | rp1
bus5 |  | 15 | 8.6283 | 19.6517 |  | 1.1 | 0.9 | True | 30 | frag_subsHTA | rp1
bus6 |  | 63 | 8.5965 | 19.7848 |  | 1.1 | 0.9 | True | 6 | frag_subsHTB | rp1
bus7 |  | 15 | 8.6334 | 19.7265 |  | 1.1 | 0.9 | True | 30 | frag_subsHTA | rp1
bus8 |  | 63 | 8.0343 | 19.9393 |  | 1.1 | 0.9 | True | 6 | frag_subsHTB | rp1
bus9 |  | 15 | 8.0747 | 19.9442 |  | 1.1 | 0.9 | True | 30 | frag_subsHTA | rp1
bus10 |  | 63 | 8.0803 | 19.9079 |  | 1.1 | 0.9 | True | 6 | frag_subsHTB | rp1
bus11 |  | 15 | 8.0948 | 19.854 |  | 1.1 | 0.9 | True | 30 | frag_subsHTA | rp1
bus12 |  | 63 | 8.0084 | 20.0515 |  | 1.1 | 0.9 | True | 6 | frag_subsHTB | rp1
bus13 |  | 15 | 7.9957 | 20.1021 |  | 1.1 | 0.9 | True | 30 | frag_subsHTA | rp1
bus14 |  | 63 | 8.0207 | 20.0445 |  | 1.1 | 0.9 | True | 6 | frag_subsHTB | rp1
bus15 |  | 15 | 8.0334 | 20.0508 |  | 1.1 | 0.9 | True | 30 | frag_subsHTA | rp1
bus16 |  | 63 | 8.0201 | 20.0303 |  | 1.1 | 0.9 | True | 6 | frag_subsHTB | rp1
bus17 |  | 15 | 8.0177 | 20.0252 |  | 1.1 | 0.9 | True | 30 | frag_subsHTA | rp1
bus18 |  | 63 | 8.0255 | 20.0285 |  | 1.1 | 0.9 | True | 6 | frag_subsHTB | rp1
bus19 |  | 15 | 8.0284 | 20.0237 |  | 1.1 | 0.9 | True | 30 | frag_subsHTA | rp1
bus20 |  | 15 | 8.0027 | 20.0516 |  | 1.1 | 0.9 | True | 6 | frag_subsHTA | rp1
bus21 |  | 63 | 7.9944 | 20 |  | 1.1 | 0.9 | True | 6 | frag_subsHTB | rp1
bus22 |  | 63 | 7.8454 | 20.0524 |  | 1.1 | 0.9 | True | 30 | frag_subsHTB | rp1
bus23 |  | 15 | 7.7546 | 20.1818 |  | 1.1 | 0.9 | True | 30 | frag_subsHTA | rp1
bus24 |  | 15 | 7.8057 | 20.0424 |  | 1.1 | 0.9 | True | 6 | frag_subsHTA | rp1
bus25 |  | 63 | 7.9811 | 20.0389 |  | 1.1 | 0.9 | True | 6 | frag_subsHTB | rp1
bus26 |  | 15 | 7.9819 | 20.0799 |  | 1.1 | 0.9 | True | 30 | frag_subsHTA | rp1
bus27 |  | 63 | 7.9676 | 20.0776 |  | 1.1 | 0.9 | True | 6 | frag_subsHTB | rp1
bus28 |  | 15 | 7.915 | 20.0848 |  | 1.1 | 0.9 | True | 30 | frag_subsHTA | rp1
bus29 |  | 63 | 7.9373 | 20.1213 |  | 1.1 | 0.9 | True | 6 | frag_subsHTB | rp1
bus30 |  | 15 | 7.9379 | 20.1745 |  | 1.1 | 0.9 | True | 30 | frag_subsHTA | rp1
bus31 |  | 15 | 8.0061 | 19.9692 |  | 1.1 | 0.9 | True
bus32 |  | 15 | 8.0023 | 19.9844 |  | 1.1 | 0.9 | True
busTR1_29-30 |  | 63 | 7.9379 | 20.1745 |  | 1.1 | 0.9 | True
busTR2_27-28 |  | 63 | 7.915 | 20.0848 |  | 1.1 | 0.9 | True
busTR3_6-7 |  | 63 | 8.6334 | 19.7265 |  | 1.1 | 0.9 | True
busTR4_25-26 |  | 63 | 7.9819 | 20.0799 |  | 1.1 | 0.9 | True
busTR5_22-24 |  | 63 | 7.8057 | 20.0424 |  | 1.1 | 0.9 | True
busTR6_22-23 |  | 63 | 7.7546 | 20.1818 |  | 1.1 | 0.9 | True
busTR7_14-15 |  | 63 | 8.0334 | 20.0508 |  | 1.1 | 0.9 | True
busTR8_12-13 |  | 63 | 7.9957 | 20.1021 |  | 1.1 | 0.9 | True
busTR9_12-20 |  | 63 | 8.0027 | 20.0516 |  | 1.1 | 0.9 | True
busTR10_4-5 |  | 63 | 8.6283 | 19.6517 |  | 1.1 | 0.9 | True
busTR11_8-9 |  | 63 | 8.0747 | 19.9442 |  | 1.1 | 0.9 | True
busTR12_16-17 |  | 63 | 8.0177 | 20.0252 |  | 1.1 | 0.9 | True
busTR13_18-19 |  | 63 | 8.0284 | 20.0237 |  | 1.1 | 0.9 | True
busTR14_1-2 |  | 110 | 8.6292 | 20.3768 |  | 1.1 | 0.9 | True
busTR15_10-11 |  | 63 | 8.0948 | 19.854 |  | 1.1 | 0.9 | True
busTR16_1-3 |  | 110 | 8.0007 | 19.9994 |  | 1.1 | 0.9 | True
busTR17_1-12 |  | 110 | 8.0084 | 20.0515 |  | 1.1 | 0.9 | True
busTR18_1-21 |  | 110 | 7.9944 | 20 |  | 1.1 | 0.9 | True
busTR19_1-32 |  | 110 | 8.0023 | 19.9844 |  | 1.1 | 0.9 | True
Note on J1: Hoffmann Tim: in Hours; average TTR, either 3 days or 15, depending on voltage range
Note on C32: Hoffmann Tim: Imaginary nodes, for modeling purposes, represented in line_data; Line 31, Line 30
Note on A34: Hoffmann Tim: Extra non-exsistent busses to avoid parallel line to transformer. Example: TR1 inbetween bus29 and bus30

## loads
name | node | p_mw | q_mvar | const_z_percent | const_i_percent | sn_mva | scaling | in_service | type | max_p_mw | min_p_mw | max_q_mvar | min_q_mvar | controllable | fragility_curve | normalTTR
load1 | bus5 | 0.062897 | [8 empty] | 0 | 0 | 0 | True |  | 1
load2 | bus7 | 0.03931 | [8 empty] | 0 | 0 | 0 | True |  | 1
load3 | bus9 | 0.03931 | [8 empty] | 0 | 0 | 0 | True |  | 1
load4 | bus11 | 0.062897 | [8 empty] | 0 | 0 | 0 | True |  | 1
load5 | bus13 | 0.03931 | [8 empty] | 0 | 0 | 0 | True |  | 1
load6 | bus15 | 0.03931 | [8 empty] | 0 | 0 | 0 | True |  | 1
load7 | bus17 | 0.062897 | [8 empty] | 0 | 0 | 0 | True |  | 1
load8 | bus19 | 0.03931 | [8 empty] | 0 | 0 | 0 | True |  | 1
load9 | bus21 | 0.03931 | [8 empty] | 0 | 0 | 0 | True |  | 1
load10 | bus23 | 0.03931 | [8 empty] | 0 | 0 | 0 | True |  | 1
load11 | bus24 | 0.03931 | [8 empty] | 0 | 0 | 0 | True |  | 1
load12 | bus26 | 0.03931 | [8 empty] | 0 | 0 | 0 | True |  | 1
load13 | bus28 | 0.03931 | [8 empty] | 0 | 0 | 0 | True |  | 1
load14 | bus30 | 0.062897 | [8 empty] | 0 | 0 | 0 | True |  | 1
load15 | bus2 | 0.03931 | [8 empty] | 0 | 0 | 0 | True |  | 1
Note on C5: Hoffmann Tim: for 160kVA Transformers
Note on C6: Hoffmann Tim: For smaller transformers, 100k VA
Note on C16: Hoffmann Tim: Needed if Load is not controllable

## switches
name | node | element | et | type | in_ka | closed | associated elements | ignore montecarlo
sw1 | busTR19_1-32 | line31 | l |  |  | True | g0, g1

## cost
name | type | cp1_eur_per_mw | cp0_eur | cq1_eur_per_mvar | cq0_eur | cp2_eur_per_mw2 | cq2_eur_per_mvar2
g0 | gen | 0 |  | 0
g1 | gen | 0 |  | 0
load1 | load | -1 |  | -1
load2 | load | -1 |  | -1
load3 | load | -1 |  | -1
load4 | load | -1 |  | -1
load5 | load | -1 |  | -1
load6 | load | -1 |  | -1
load7 | load | -1 |  | -1
load8 | load | -1 |  | -1
load9 | load | -1 |  | -1
load10 | load | -1 |  | -1
load11 | load | -1 |  | -1
load12 | load | -1 |  | -1
load13 | load | -1 |  | -1
load14 | load | -1 |  | -1
load15 | load | -1 |  | -1

## generators
name | node | p_mw | vm_pu | sn_mva | max_q_mvar | min_q_mvar | min_p_mw | max_p_mw | min_vm_pu | max_vm_pu | scaling | controllable | type | lack | vn_kv | xdss_pu | rdss_ohm | cos_phi | pg_percent | power_station_trafo | slack | fragility_curve | in_service | slack_weight | normalTTR | return_period
g0 | bus31 | 0.76 |  |  |  |  | -100 | 100 |  |  |  | True | [8 empty] | True | frag_PV |  |  | 72 | rp1
g1 | bus31 | 0.031 |  |  |  |  | -100 | 100 |  |  |  | True | [8 empty] | True | frag_Battery |  |  | 72 | rp1

## external_gen
name | node | vm_pu | va_degree | s_sc_max_mva | s_sc_min_mva | rx_max | rx_min | max_p_mw | min_p_mw | max_q_mvar | min_q_mvar | r0x0_max | x0x_max | controllable | in_service | slack_weight
eg | bus1 | 1 | [5 empty] | 1000 | -1000 | 1000 | -1000

## tr_type
name | vn_hv_kv | vn_lv_kv | sn_mva | vk_percent | vkr_percent | pfe_kw | i0_percent | shift_degree | tap_side | tap_neutral | tap_min | tap_max | tap_step_percent | tap_step_degree | tap_phase_shifter
A 110kV/63kV | 110 | 63 | 500 | 0.1 | 0 | 0 | 0 | 0 | hv | 0 | 0 | 0 | 0 | 0 | 0
B 110kV/15kV | 110 | 15 | 500 | 0.1 | 0 | 0 | 0 | 0 | hv | 0 | 0 | 0 | 0 | 0 | 0
C 63kV/15kV | 63 | 15 | 500 | 0.1 | 0 | 0 | 0 | 0 | hv | 0 | 0 | 0 | 0 | 0 | 0

## transformers
name | node_p | node_s | type | fragility_curve | in_service | parallel | tap_pos | vector_group | max_loading_percent | df | normalTTR | return_period
TR1 | busTR1_29-30 | bus30 | C 63kV/15kV |  | True |  |  |  | 100
TR2 | busTR2_27-28 | bus28 | C 63kV/15kV |  | True |  |  |  | 100
TR3 | busTR3_6-7 | bus7 | C 63kV/15kV |  | True |  |  |  | 100
TR4 | busTR4_25-26 | bus26 | C 63kV/15kV |  | True |  |  |  | 100
TR5 | busTR5_22-24 | bus24 | C 63kV/15kV |  | True |  |  |  | 100
TR6 | busTR6_22-23 | bus23 | C 63kV/15kV |  | True |  |  |  | 100
TR7 | busTR7_14-15 | bus15 | C 63kV/15kV |  | True |  |  |  | 100
TR8 | busTR8_12-13 | bus13 | C 63kV/15kV |  | True |  |  |  | 100
TR9 | busTR9_12-20 | bus20 | C 63kV/15kV |  | True |  |  |  | 100
TR10 | busTR10_4-5 | bus5 | C 63kV/15kV |  | True |  |  |  | 100
TR11 | busTR11_8-9 | bus9 | C 63kV/15kV |  | True |  |  |  | 100
TR12 | busTR12_16-17 | bus17 | C 63kV/15kV |  | True |  |  |  | 100
TR13 | busTR13_18-19 | bus19 | C 63kV/15kV |  | True |  |  |  | 100
TR14 | busTR14_1-2 | bus2 | B 110kV/15kV |  | True |  |  |  | 100
TR15 | busTR15_10-11 | bus11 | C 63kV/15kV |  | True |  |  |  | 100
TR16 | busTR16_1-3 | bus3 | A 110kV/63kV |  | True |  |  |  | 100
TR17 | busTR17_1-12 | bus12 | A 110kV/63kV |  | True |  |  |  | 100
TR18 | busTR18_1-21 | bus21 | A 110kV/63kV |  | True |  |  |  | 100
TR19 | busTR19_1-32 | bus32 | B 110kV/15kV |  | True |  |  |  | 100
Note on B2: Hoffmann Tim: Extra non-exsistent busses to avoid parallel line to transformer. Example: TR1 inbetween bus29 and bus30

## ln_type
name | r_ohm_per_km | x_ohm_per_km | c_nf_per_km | r0_ohm_per_km | x0_ohm_per_km | c0_nf_per_km | max_i_ka | g_us_per_km | g0_us_per_km | type
149-AL1/24-ST1A 110.0 | 0.194 | 0.41 | 8.75 |  |  |  | 0.47 |  |  | ol
Type0 | 1e-06 | 1e-06 | 1e-06 |  |  |  | 100
Note on H1: Hoffmann Tim: in KiloAmps

## lines
name | from_bus | to_bus | length_km | type | index | from_latitude | from_longitude | to_latitude | to_longitude | fragility_curve | in_service | df | parallel | max_loading_percent | failureProb | normalTTR | lineSpan | return_period
line1 | bus1 | busTR14_1-2 | 81 | Type0 | [6 empty] | True |  |  | 100 | 0 | 0 | 0.2
line2 | bus1 | busTR16_1-3 | 0.1 | Type0 | [6 empty] | True |  |  | 100 | 0 | 0 | 0.2
line3 | bus3 | bus4 | 63 | Type0 | [6 empty] | True |  |  | 100 | 0 | 0 | 0.2
line4 | bus4 | busTR10_4-5 | 20 | Type0 | [6 empty] | True |  |  | 100 | 0 | 0 | 0.2
line5 | bus4 | bus6 | 7 | Type0 | [6 empty] | True |  |  | 100 | 0 | 0 | 0.2
line6 | bus6 | busTR3_6-7 | 7.6 | Type0 | [6 empty] | True |  |  | 100 | 0 | 0 | 0.2
line7 | bus3 | bus8 | 7.6 | Type0 | [6 empty] | True |  |  | 100 | 0 | 0 | 0.2
line8 | bus8 | busTR11_8-9 | 4.5 | Type0 | [6 empty] | True |  |  | 100 | 0 | 0 | 0.2
line9 | bus8 | bus10 | 6.15 | Type0 | [6 empty] | True |  |  | 100 | 0 | 0 | 0.2
line10 | bus10 | busTR15_10-11 | 6.15 | Type0 | [6 empty] | True |  |  | 100 | 0 | 0 | 0.2
line11 | bus1 | busTR17_1-12 | 5.75 | Type0 | [6 empty] | True |  |  | 100 | 0 | 0 | 0.2
line12 | bus12 | busTR8_12-13 | 5.75 | Type0 | [6 empty] | True |  |  | 100 | 0 | 0 | 0.2
line13 | bus12 | bus14 | 1.567 | Type0 | [6 empty] | True |  |  | 100 | 0 | 0 | 0.2
line14 | bus14 | busTR7_14-15 | 1.567 | Type0 | [6 empty] | True |  |  | 100 | 0 | 0 | 0.2
line15 | bus14 | bus16 | 1.567 | Type0 | [6 empty] | True |  |  | 100 | 0 | 0 | 0.2
line16 | bus16 | busTR12_16-17 | 0.62 | Type0 | [6 empty] | True |  |  | 100 | 0 | 0 | 0.2
line17 | bus16 | bus18 | 0.62 | Type0 | [6 empty] | True |  |  | 100 | 0 | 0 | 0.2
line18 | bus18 | busTR13_18-19 | 0.62 | Type0 | [6 empty] | True |  |  | 100 | 0 | 0 | 0.2
line19 | bus12 | busTR9_12-20 | 0.62 | Type0 | [6 empty] | True |  |  | 100 | 0 | 0 | 0.2
line20 | bus1 | busTR18_1-21 | 0.62 | Type0 | [6 empty] | True |  |  | 100 | 0 | 0 | 0.2
line21 | bus21 | bus22 | 17.45 | Type0 | [6 empty] | True |  |  | 100 | 0 | 0 | 0.2
line22 | bus22 | busTR6_22-23 | 17.45 | Type0 | [6 empty] | True |  |  | 100 | 0 | 0 | 0.2
line23 | bus22 | busTR5_22-24 | 4.525 | Type0 | [6 empty] | True |  |  | 100 | 0 | 0 | 0.2
line24 | bus21 | bus25 | 4.525 | Type0 | [6 empty] | True |  |  | 100 | 0 | 0 | 0.2
line25 | bus25 | busTR4_25-26 | 4.525 | Type0 | [6 empty] | True |  |  | 100 | 0 | 0 | 0.2
line26 | bus25 | bus27 | 4.525 | Type0 | [6 empty] | True |  |  | 100 | 0 | 0 | 0.2
line27 | bus27 | bus29 | 5.867 | Type0 | [6 empty] | True |  |  | 100 | 0 | 0 | 0.2
line28 | bus27 | busTR2_27-28 | 5.867 | Type0 | [6 empty] | True |  |  | 100 | 0 | 0 | 0.2
line29 | bus29 | busTR1_29-30 | 5.867 | Type0 | [6 empty] | True |  |  | 100 | 0 | 0 | 0.2
line30 | bus31 | bus32 | 1.734 | Type0 | [6 empty] | True |  |  | 100 | 0 | 0 | 0.2
line31 | bus1 | busTR19_1-32 | 1.734 | Type0 | [6 empty] | True |  |  | 100 | 0 | 0 | 0.2
Note on R17: Hoffmann Tim: Don't matter for those without fragility curve
Note on Q32: Hoffmann Tim: EXCEPT 6&7 !!! Time in Hours!!

## crews
name
crew_1
crew_2
crew_3